## RCA_Summary
date | T+1 | T+2 | Abnormal weather factor | T+1 model under/overforecast reason | T+2 model under/overforecast reason | Reason why it happen | Ask SLDC | Assumption / Learning | t1_accuracy_pct | t2_accuracy_pct | workbook_blocks | actual_blocks | weather_blocks | actual_mean_mw | actual_peak_mw | actual_energy_mwh | actual_vs_trailing7_pct | actual_max_ramp_mw | temp_max_c | apparent_temp_max_c | humidity_mean_pct | humidity_mean_pct_delta_vs_trailing7 | rain_sum_mm | rain_sum_mm_delta_vs_trailing7 | wind_max | wind_max_delta_vs_trailing7 | heat_index_proxy | heat_index_proxy_delta_vs_trailing7 | t1_energy_error_pct | t2_energy_error_pct | t1_mean_error_mw | t2_mean_error_mw | t1_underforecast_blocks_pct | t2_underforecast_blocks_pct | t1_worst_segment | t2_worst_segment | t1_worst_segment_mape_pct | t2_worst_segment_mape_pct | t1_worst_block | t2_worst_block | t1_worst_abs_error_mw | t2_worst_abs_error_mw
2026-04-09 | 95.75% accuracy | 87.29% accuracy | No clear abnormal weather factor from fetched weather versus trailing 7-day context. | T+1: model overforecast on average by 195 MW energy error +3.2%. Overforecast blocks 66%. Worst segment: afternoon/ramp (11.0% segment MAPE). No strong weather abnormality; overforecast likely from high baseline or excessive positive bias correction. | T+2: model overforecast on average by 642 MW energy error +10.6%. Overforecast blocks 89%. Worst segment: morning (26.9% segment MAPE). No strong weather abnormality; overforecast likely from high baseline or excessive positive bias correction. | No clear abnormal weather factor from fetched weather versus trailing 7-day context. T+1: model overforecast on average by 195 MW energy error +3.2%. Overforecast blocks 66%. Worst segment: afternoon/ramp (11.0% segment MAPE). No strong weather abnormality; overforecast likely from high baseline or excessive positive bias correction. T+2: model overforecast on average by 642 MW energy error +10.6%. Overforecast blocks 89%. Worst segment: morning (26.9% segment MAPE). No strong weather abnormality; overforecast likely from high baseline or excessive positive bias correction. Actual load had sharp ramp of 675 MW between 15-minute blocks. T+1 worst error is in afternoon/ramp blocks; over-forecast dominates. T+2 highest MAPE segment is morning; over-forecast dominates. | Confirm whether any non-weather operational event occurred: outage, feeder shutdown, industry holiday, grid restriction, or schedule revision. | Apply ramp-aware forecast limit before export and monitor ramp misses. Tune afternoon ramp weights around blocks 52-68. | 95.7468 | 87.2932 | 96 | 96 | 96 | 6052.8601 | 8293.93 | 145268.6425 | -3.8673 | 674.58 | 28.0727 | 27.5318 | 57.8641 | -1.3985 | 0.96364 | -1.5955 | 14.5136 | 2.6792 | 44.3168 | -1.5607 | 3.2162 | 10.6147 | 194.6304 | 642.3487 | 34.375 | 11.4583 | afternoon/ramp | morning | 10.9703 | 26.8609 | 61 | 47 | 752.068 | 1986.5306
2026-04-10 | 94.47% accuracy | 91.50% accuracy | Wind abnormality: max wind 22.5, +9.8 vs trailing 7d. | T+1: model overforecast on average by 169 MW energy error +2.7%. Overforecast blocks 53%. Worst segment: afternoon/ramp (13.1% segment MAPE). Wind/storm conditions may have reduced load or shifted demand. | T+2: model overforecast on average by 310 MW energy error +5.0%. Overforecast blocks 69%. Worst segment: afternoon/ramp (20.0% segment MAPE). Wind/storm conditions may have reduced load or shifted demand. | Wind abnormality: max wind 22.5, +9.8 vs trailing 7d. T+1: model overforecast on average by 169 MW energy error +2.7%. Overforecast blocks 53%. Worst segment: afternoon/ramp (13.1% segment MAPE). Wind/storm conditions may have reduced load or shifted demand. T+2: model overforecast on average by 310 MW energy error +5.0%. Overforecast blocks 69%. Worst segment: afternoon/ramp (20.0% segment MAPE). Wind/storm conditions may have reduced load or shifted demand. Actual load had sharp ramp of 666 MW between 15-minute blocks. T+1 worst error is in afternoon/ramp blocks; over-forecast dominates. T+2 worst error is in afternoon/ramp blocks; over-forecast dominates. | Confirm whether any non-weather operational event occurred: outage, feeder shutdown, industry holiday, grid restriction, or schedule revision. | Keep wind as diagnostic unless load drop is proven in backtest. Apply ramp-aware forecast limit before export and monitor ramp misses. Tune afternoon ramp weights around blocks 52-68. | 94.4713 | 91.4998 | 96 | 96 | 96 | 6201.5895 | 8705.45 | 148838.1475 | 0.21074 | 665.95 | 30.5 | 28.1409 | 45.705 | -14.3332 | 0 | -2.6662 | 22.4727 | 9.7955 | 44.44 | -0.57228 | 2.734 | 5.0053 | 169.347 | 310.0359 | 46.875 | 31.25 | afternoon/ramp | afternoon/ramp | 13.0743 | 20.0416 | 61 | 60 | 850.2116 | 1275.5131
2026-04-11 | 96.14% accuracy | 96.38% accuracy | No clear abnormal weather factor from fetched weather versus trailing 7-day context. | T+1: model underforecast on average by 227 MW energy error -3.5%. Underforecast blocks 92%. Worst segment: afternoon/ramp (6.9% segment MAPE). Weather does not explain the miss; likely baseline, live-bias, holiday, feeder, or industrial schedule issue. | T+2: model underforecast on average by 137 MW energy error -2.1%. Underforecast blocks 68%. Worst segment: night (5.0% segment MAPE). Weather does not explain the miss; likely baseline, live-bias, holiday, feeder, or industrial schedule issue. | No clear abnormal weather factor from fetched weather versus trailing 7-day context. T+1: model underforecast on average by 227 MW energy error -3.5%. Underforecast blocks 92%. Worst segment: afternoon/ramp (6.9% segment MAPE). Weather does not explain the miss; likely baseline, live-bias, holiday, feeder, or industrial schedule issue. T+2: model underforecast on average by 137 MW energy error -2.1%. Underforecast blocks 68%. Worst segment: night (5.0% segment MAPE). Weather does not explain the miss; likely baseline, live-bias, holiday, feeder, or industrial schedule issue. Actual average load was 7.5% higher than trailing 7-day level. Actual load had sharp ramp of 746 MW between 15-minute blocks. Weekend profile can differ from weekday industrial/agricultural consumption. T+1 worst error is in afternoon/ramp blocks; under-forecast dominates. T+2 error concentrated in night blocks; under-forecast bias visible. |  | Adaptive baseline should exclude anomaly days and shorten window in April-June. Apply ramp-aware forecast limit before export and monitor ramp misses. Keep separate weekday/weekend bias tables. Tune afternoon ramp weights around blocks 52-68. Maintain dedicated T+2 night correction for blocks 1-32. | 96.1434 | 96.379 | 96 | 96 | 96 | 6580.9659 | 8824.4 | 157943.1825 | 7.4776 | 745.96 | 31.2364 | 30.3273 | 42.8783 | -14.8184 | 0.10455 | -2.3753 | 13.1 | -0.89416 | 44.63 | 0.084508 | -3.4557 | -2.0847 | -227.3628 | -137.1571 | 91.6667 | 67.7083 | afternoon/ramp | night | 6.9205 | 5.0165 | 56 | 95 | 841.9572 | 576.727
2026-04-12 | 91.68% accuracy | 86.98% accuracy | Heat abnormality: max temp 32.8C, +4.0C vs trailing 7d. Apparent-temperature abnormality: 31.4C, +3.4C vs trailing 7d. | T+1: model overforecast on average by 352 MW energy error +6.2%. Overforecast blocks 72%. Worst segment: afternoon/ramp (18.5% segment MAPE). Weather was hot/humid, so overforecast points to correction stacking or baseline too high. | T+2: model overforecast on average by 389 MW energy error +6.8%. Overforecast blocks 68%. Worst segment: afternoon/ramp (24.0% segment MAPE). Weather was hot/humid, so overforecast points to correction stacking or baseline too high. | Heat abnormality: max temp 32.8C, +4.0C vs trailing 7d. Apparent-temperature abnormality: 31.4C, +3.4C vs trailing 7d. T+1: model overforecast on average by 352 MW energy error +6.2%. Overforecast blocks 72%. Worst segment: afternoon/ramp (18.5% segment MAPE). Weather was hot/humid, so overforecast points to correction stacking or baseline too high. T+2: model overforecast on average by 389 MW energy error +6.8%. Overforecast blocks 68%. Worst segment: afternoon/ramp (24.0% segment MAPE). Weather was hot/humid, so overforecast points to correction stacking or baseline too high. Actual average load was 6.7% lower than trailing 7-day level. Actual load had sharp ramp of 700 MW between 15-minute blocks. Weekend profile can differ from weekday industrial/agricultural consumption. T+1 worst error is in afternoon/ramp blocks; over-forecast dominates. T+2 worst error is in afternoon/ramp blocks; over-forecast dominates. | Confirm whether any non-weather operational event occurred: outage, feeder shutdown, industry holiday, grid restriction, or schedule revision. | Use nonlinear cooling-load and heat-index multipliers for April-June afternoons. Track apparent temperature separately from dry-bulb temperature. Adaptive baseline should exclude anomaly days and shorten window in April-June. Apply ramp-aware forecast limit before export and monitor ramp misses. Keep separate weekday/weekend bias tables. Tune afternoon ramp weights around blocks 52-68. | 91.6849 | 86.9777 | 96 | 96 | 96 | 5719.2825 | 7626.24 | 137262.78 | -6.6773 | 700.06 | 32.75 | 31.3955 | 39.9503 | -14.5483 | 0.040909 | -2.276 | 17.7364 | 3.1818 | 45.8337 | 1.6186 | 6.1524 | 6.8072 | 351.8144 | 389.2625 | 28.125 | 32.2917 | afternoon/ramp | afternoon/ramp | 18.5357 | 24.0117 | 69 | 69 | 1160.5336 | 1470.1682
2026-04-13 | 96.06% accuracy | 94.40% accuracy | Heat abnormality: max temp 34.1C, +4.8C vs trailing 7d. Apparent-temperature abnormality: 32.5C, +4.1C vs trailing 7d. | T+1: model overforecast on average by 183 MW energy error +2.8%. Overforecast blocks 71%. Worst segment: afternoon/ramp (8.1% segment MAPE). Weather was hot/humid, so overforecast points to correction stacking or baseline too high. | T+2: model overforecast on average by 160 MW energy error +2.4%. Overforecast blocks 68%. Worst segment: afternoon/ramp (9.8% segment MAPE). Weather was hot/humid, so overforecast points to correction stacking or baseline too high. | Heat abnormality: max temp 34.1C, +4.8C vs trailing 7d. Apparent-temperature abnormality: 32.5C, +4.1C vs trailing 7d. T+1: model overforecast on average by 183 MW energy error +2.8%. Overforecast blocks 71%. Worst segment: afternoon/ramp (8.1% segment MAPE). Weather was hot/humid, so overforecast points to correction stacking or baseline too high. T+2: model overforecast on average by 160 MW energy error +2.4%. Overforecast blocks 68%. Worst segment: afternoon/ramp (9.8% segment MAPE). Weather was hot/humid, so overforecast points to correction stacking or baseline too high. Actual average load was 6.6% higher than trailing 7-day level. Actual load had sharp ramp of 749 MW between 15-minute blocks. T+1 worst error is in afternoon/ramp blocks; over-forecast dominates. T+2 worst error is in afternoon/ramp blocks; over-forecast dominates. |  | Use nonlinear cooling-load and heat-index multipliers for April-June afternoons. Track apparent temperature separately from dry-bulb temperature. Adaptive baseline should exclude anomaly days and shorten window in April-June. Apply ramp-aware forecast limit before export and monitor ramp misses. Tune afternoon ramp weights around blocks 52-68. | 96.0585 | 94.4013 | 96 | 96 | 96 | 6538.657 | 9011.4 | 156927.7675 | 6.5695 | 748.55 | 34.1091 | 32.5409 | 33.0012 | -19.3967 | 0 | -2.2377 | 14.7545 | -0.61818 | 45.3655 | 1.036 | 2.7911 | 2.4311 | 183.2297 | 159.5981 | 29.1667 | 32.2917 | afternoon/ramp | afternoon/ramp | 8.1079 | 9.8242 | 77 | 77 | 757.9442 | 875.2991
2026-04-14 | 97.30% accuracy | 96.24% accuracy | Heat abnormality: max temp 36.3C, +6.5C vs trailing 7d. Apparent-temperature abnormality: 35.5C, +6.8C vs trailing 7d. | T+1: model underforecast on average by 104 MW energy error -1.5%. Underforecast blocks 77%. Worst segment: evening (4.7% segment MAPE). Likely missed nonlinear cooling demand from heat/apparent-temperature. | T+2: model overforecast on average by 28 MW energy error +0.4%. Overforecast blocks 59%. Worst segment: night (4.7% segment MAPE). Weather was hot/humid, so overforecast points to correction stacking or baseline too high. | Heat abnormality: max temp 36.3C, +6.5C vs trailing 7d. Apparent-temperature abnormality: 35.5C, +6.8C vs trailing 7d. T+1: model underforecast on average by 104 MW energy error -1.5%. Underforecast blocks 77%. Worst segment: evening (4.7% segment MAPE). Likely missed nonlinear cooling demand from heat/apparent-temperature. T+2: model overforecast on average by 28 MW energy error +0.4%. Overforecast blocks 59%. Worst segment: night (4.7% segment MAPE). Weather was hot/humid, so overforecast points to correction stacking or baseline too high. Actual average load was 12.7% higher than trailing 7-day level. Actual load had sharp ramp of 707 MW between 15-minute blocks. Holiday/bridge-day effect likely changed normal working-day profile. T+1 highest MAPE segment is evening; under-forecast dominates. T+2 error concentrated in night blocks; over-forecast bias visible. |  | Use nonlinear cooling-load and heat-index multipliers for April-June afternoons. Track apparent temperature separately from dry-bulb temperature. Adaptive baseline should exclude anomaly days and shorten window in April-June. Apply ramp-aware forecast limit before export and monitor ramp misses. Keep Haryana/national holiday and bridge-day profile classes. Maintain dedicated T+2 night correction for blocks 1-32. | 97.2989 | 96.2381 | 96 | 96 | 96 | 6944.8221 | 9177.37 | 166675.73 | 12.6513 | 706.61 | 36.2955 | 35.5273 | 31.9756 | -18.5978 | 0 | -2.2286 | 11.9773 | -3.9435 | 47.9011 | 3.4462 | -1.4963 | 0.39915 | -103.9064 | 27.7187 | 77.0833 | 40.625 | evening | night | 4.6669 | 4.656 | 94 | 96 | 903.3798 | 667.4729
2026-04-15 | 97.44% accuracy | 93.99% accuracy | Heat abnormality: max temp 37.5C, +6.3C vs trailing 7d. Apparent-temperature abnormality: 35.8C, +5.6C vs trailing 7d. | T+1: model underforecast on average by 189 MW energy error -2.6%. Underforecast blocks 94%. Worst segment: evening (3.8% segment MAPE). Likely missed nonlinear cooling demand from heat/apparent-temperature. | T+2: model underforecast on average by 444 MW energy error -6.1%. Underforecast blocks 100%. Worst segment: afternoon/ramp (7.0% segment MAPE). Likely missed nonlinear cooling demand from heat/apparent-temperature. | Heat abnormality: max temp 37.5C, +6.3C vs trailing 7d. Apparent-temperature abnormality: 35.8C, +5.6C vs trailing 7d. T+1: model underforecast on average by 189 MW energy error -2.6%. Underforecast blocks 94%. Worst segment: evening (3.8% segment MAPE). Likely missed nonlinear cooling demand from heat/apparent-temperature. T+2: model underforecast on average by 444 MW energy error -6.1%. Underforecast blocks 100%. Worst segment: afternoon/ramp (7.0% segment MAPE). Likely missed nonlinear cooling demand from heat/apparent-temperature. Actual average load was 16.4% higher than trailing 7-day level. Actual load had sharp ramp of 745 MW between 15-minute blocks. T+2 worst error is in afternoon/ramp blocks; under-forecast dominates. | Confirm whether any non-weather operational event occurred: outage, feeder shutdown, industry holiday, grid restriction, or schedule revision. | Use nonlinear cooling-load and heat-index multipliers for April-June afternoons. Track apparent temperature separately from dry-bulb temperature. Adaptive baseline should exclude anomaly days and shorten window in April-June. Apply ramp-aware forecast limit before export and monitor ramp misses. Tune afternoon ramp weights around blocks 52-68. | 97.4412 | 93.9882 | 96 | 96 | 96 | 7287.3887 | 9430.46 | 174897.33 | 16.3991 | 744.9 | 37.4682 | 35.7909 | 29.4534 | -16.5399 | 0 | -1.0247 | 15.4818 | 0.22208 | 48.5038 | 3.485 | -2.5795 | -6.0625 | -188.7266 | -443.5501 | 93.75 | 100 | evening | afternoon/ramp | 3.8179 | 6.9968 | 95 | 95 | 730.1827 | 1157.0613
2026-04-16 | 97.26% accuracy | 95.56% accuracy | Heat abnormality: max temp 38.7C, +5.8C vs trailing 7d. Apparent-temperature abnormality: 38.1C, +6.5C vs trailing 7d. | T+1: model underforecast on average by 138 MW energy error -1.8%. Underforecast blocks 67%. Worst segment: afternoon/ramp (3.8% segment MAPE). Likely missed nonlinear cooling demand from heat/apparent-temperature. | T+2: model underforecast on average by 307 MW energy error -4.0%. Underforecast blocks 85%. Worst segment: afternoon/ramp (5.8% segment MAPE). Likely missed nonlinear cooling demand from heat/apparent-temperature. | Heat abnormality: max temp 38.7C, +5.8C vs trailing 7d. Apparent-temperature abnormality: 38.1C, +6.5C vs trailing 7d. T+1: model underforecast on average by 138 MW energy error -1.8%. Underforecast blocks 67%. Worst segment: afternoon/ramp (3.8% segment MAPE). Likely missed nonlinear cooling demand from heat/apparent-temperature. T+2: model underforecast on average by 307 MW energy error -4.0%. Underforecast blocks 85%. Worst segment: afternoon/ramp (5.8% segment MAPE). Likely missed nonlinear cooling demand from heat/apparent-temperature. Actual average load was 15.5% higher than trailing 7-day level. Actual load had sharp ramp of 680 MW between 15-minute blocks. T+1 worst error is in afternoon/ramp blocks; under-forecast dominates. T+2 worst error is in afternoon/ramp blocks; under-forecast dominates. |  | Use nonlinear cooling-load and heat-index multipliers for April-June afternoons. Track apparent temperature separately from dry-bulb temperature. Adaptive baseline should exclude anomaly days and shorten window in April-June. Apply ramp-aware forecast limit before export and monitor ramp misses. Tune afternoon ramp weights around blocks 52-68. | 97.2614 | 95.5626 | 96 | 96 | 96 | 7479.8955 | 9618.54 | 179517.4925 | 15.5182 | 679.6 | 38.6818 | 38.1136 | 29.411 | -10.7073 | 0 | -0.15844 | 12.8727 | -2.8468 | 50.0585 | 4.2027 | -1.8145 | -4.0458 | -137.7154 | -307.0602 | 66.6667 | 85.4167 | afternoon/ramp | afternoon/ramp | 3.7629 | 5.7625 | 96 | 94 | 882.1122 | 1052.2551
2026-04-17 | 93.86% accuracy | 92.73% accuracy | Heat abnormality: max temp 37.7C, +3.3C vs trailing 7d. Apparent-temperature abnormality: 36.8C, +3.7C vs trailing 7d. | T+1: model overforecast on average by 163 MW energy error +2.1%. Overforecast blocks 58%. Worst segment: evening (11.6% segment MAPE). Weather was hot/humid, so overforecast points to correction stacking or baseline too high. | T+2: model underforecast on average by 161 MW energy error -2.1%. Underforecast blocks 69%. Worst segment: morning (9.9% segment MAPE). Likely missed nonlinear cooling demand from heat/apparent-temperature. | Heat abnormality: max temp 37.7C, +3.3C vs trailing 7d. Apparent-temperature abnormality: 36.8C, +3.7C vs trailing 7d. T+1: model overforecast on average by 163 MW energy error +2.1%. Overforecast blocks 58%. Worst segment: evening (11.6% segment MAPE). Weather was hot/humid, so overforecast points to correction stacking or baseline too high. T+2: model underforecast on average by 161 MW energy error -2.1%. Underforecast blocks 69%. Worst segment: morning (9.9% segment MAPE). Likely missed nonlinear cooling demand from heat/apparent-temperature. Actual average load was 14.9% higher than trailing 7-day level. Actual load had sharp ramp of 705 MW between 15-minute blocks. T+1 highest MAPE segment is evening; over-forecast dominates. T+2 highest MAPE segment is morning; under-forecast dominates. | Confirm whether any non-weather operational event occurred: outage, feeder shutdown, industry holiday, grid restriction, or schedule revision. | Use nonlinear cooling-load and heat-index multipliers for April-June afternoons. Track apparent temperature separately from dry-bulb temperature. Adaptive baseline should exclude anomaly days and shorten window in April-June. Apply ramp-aware forecast limit before export and monitor ramp misses. | 93.8554 | 92.7332 | 96 | 96 | 96 | 7674.7146 | 9233.71 | 184193.15 | 14.9091 | 705.26 | 37.7227 | 36.8409 | 31.9688 | -4.0848 | 0.19091 | 0.17013 | 14.2091 | -1.276 | 49.7822 | 3.1061 | 2.1251 | -2.0985 | 163.2199 | -161.1793 | 41.6667 | 68.75 | evening | morning | 11.6405 | 9.8725 | 75 | 75 | 1643.3073 | 1511.9014
2026-04-18 | 96.27% accuracy | 97.63% accuracy | Heat abnormality: max temp 39.0C, +3.5C vs trailing 7d. Apparent-temperature abnormality: 39.4C, +5.1C vs trailing 7d. | T+1: model underforecast on average by 114 MW energy error -1.5%. Underforecast blocks 70%. Worst segment: evening (6.5% segment MAPE). Likely missed nonlinear cooling demand from heat/apparent-temperature. | T+2: model overforecast on average by 97 MW energy error +1.3%. Overforecast blocks 80%. Worst segment: evening (3.2% segment MAPE). Weather was hot/humid, so overforecast points to correction stacking or baseline too high. | Heat abnormality: max temp 39.0C, +3.5C vs trailing 7d. Apparent-temperature abnormality: 39.4C, +5.1C vs trailing 7d. T+1: model underforecast on average by 114 MW energy error -1.5%. Underforecast blocks 70%. Worst segment: evening (6.5% segment MAPE). Likely missed nonlinear cooling demand from heat/apparent-temperature. T+2: model overforecast on average by 97 MW energy error +1.3%. Overforecast blocks 80%. Worst segment: evening (3.2% segment MAPE). Weather was hot/humid, so overforecast points to correction stacking or baseline too high. Actual average load was 11.4% higher than trailing 7-day level. Actual load had sharp ramp of 768 MW between 15-minute blocks. Weekend profile can differ from weekday industrial/agricultural consumption. T+1 highest MAPE segment is evening; under-forecast dominates. |  | Use nonlinear cooling-load and heat-index multipliers for April-June afternoons. Track apparent temperature separately from dry-bulb temperature. Adaptive baseline should exclude anomaly days and shorten window in April-June. Apply ramp-aware forecast limit before export and monitor ramp misses. Keep separate weekday/weekend bias tables. | 96.2668 | 97.6294 | 96 | 96 | 96 | 7675.9753 | 9883.41 | 184223.4075 | 11.4174 | 768.32 | 38.9545 | 39.4227 | 35.6503 | 1.5591 | 0 | -0.048052 | 9.8182 | -4.4864 | 52.842 | 5.4027 | -1.4819 | 1.2688 | -113.7482 | 97.3959 | 69.7917 | 19.7917 | evening | evening | 6.4842 | 3.2277 | 95 | 87 | 1044.58 | 626.2925
2026-04-19 | 91.98% accuracy | 88.84% accuracy | Heat abnormality: max temp 38.8C, +2.3C vs trailing 7d. | T+1: model overforecast on average by 349 MW energy error +4.9%. Overforecast blocks 76%. Worst segment: morning (15.3% segment MAPE). Weather was hot/humid, so overforecast points to correction stacking or baseline too high. | T+2: model underforecast on average by 115 MW energy error -1.6%. Underforecast blocks 44%. Worst segment: morning (18.1% segment MAPE). Likely missed nonlinear cooling demand from heat/apparent-temperature. | Heat abnormality: max temp 38.8C, +2.3C vs trailing 7d. T+1: model overforecast on average by 349 MW energy error +4.9%. Overforecast blocks 76%. Worst segment: morning (15.3% segment MAPE). Weather was hot/humid, so overforecast points to correction stacking or baseline too high. T+2: model underforecast on average by 115 MW energy error -1.6%. Underforecast blocks 44%. Worst segment: morning (18.1% segment MAPE). Likely missed nonlinear cooling demand from heat/apparent-temperature. Actual load had sharp ramp of 858 MW between 15-minute blocks. Weekend profile can differ from weekday industrial/agricultural consumption. T+1 highest MAPE segment is morning; over-forecast dominates. T+2 highest MAPE segment is morning; under-forecast dominates. | Confirm whether any non-weather operational event occurred: outage, feeder shutdown, industry holiday, grid restriction, or schedule revision. | Use nonlinear cooling-load and heat-index multipliers for April-June afternoons. Track apparent temperature separately from dry-bulb temperature. Apply ramp-aware forecast limit before export and monitor ramp misses. Keep separate weekday/weekend bias tables. | 91.9795 | 88.843 | 96 | 96 | 96 | 7132.7298 | 9637.87 | 171185.515 | 1.2335 | 857.5 | 38.8364 | 37.6727 | 29.9628 | -3.0958 | 0 | -0.033117 | 13.4227 | -0.41299 | 50.4728 | 1.8604 | 4.8907 | -1.6157 | 348.8384 | -115.2462 | 23.9583 | 43.75 | morning | morning | 15.2558 | 18.1327 | 28 | 92 | 1142.9423 | 1738.4594
2026-04-20 | 94.86% accuracy | 90.30% accuracy | Heat abnormality: max temp 38.1C, +0.7C vs trailing 7d. | T+1: model underforecast on average by 322 MW energy error -4.0%. Underforecast blocks 81%. Worst segment: afternoon/ramp (10.2% segment MAPE). Likely missed nonlinear cooling demand from heat/apparent-temperature. | T+2: model underforecast on average by 749 MW energy error -9.2%. Underforecast blocks 90%. Worst segment: afternoon/ramp (13.0% segment MAPE). Likely missed nonlinear cooling demand from heat/apparent-temperature. | Heat abnormality: max temp 38.1C, +0.7C vs trailing 7d. T+1: model underforecast on average by 322 MW energy error -4.0%. Underforecast blocks 81%. Worst segment: afternoon/ramp (10.2% segment MAPE). Likely missed nonlinear cooling demand from heat/apparent-temperature. T+2: model underforecast on average by 749 MW energy error -9.2%. Underforecast blocks 90%. Worst segment: afternoon/ramp (13.0% segment MAPE). Likely missed nonlinear cooling demand from heat/apparent-temperature. Actual average load was 10.5% higher than trailing 7-day level. Actual load had sharp ramp of 667 MW between 15-minute blocks. T+1 worst error is in afternoon/ramp blocks; under-forecast dominates. T+2 worst error is in afternoon/ramp blocks; under-forecast dominates. | Confirm whether any non-weather operational event occurred: outage, feeder shutdown, industry holiday, grid restriction, or schedule revision. | Use nonlinear cooling-load and heat-index multipliers for April-June afternoons. Track apparent temperature separately from dry-bulb temperature. Adaptive baseline should exclude anomaly days and shorten window in April-June. Apply ramp-aware forecast limit before export and monitor ramp misses. Tune afternoon ramp weights around blocks 52-68. | 94.856 | 90.2974 | 96 | 96 | 96 | 8007.621 | 9957.49 | 192182.905 | 10.4844 | 666.9 | 38.1182 | 36.8955 | 27.4157 | -4.2161 | 0 | -0.027273 | 16.6364 | 3.4169 | 48.5686 | -0.70659 | -3.9642 | -9.2282 | -321.9605 | -749.4812 | 81.25 | 89.5833 | afternoon/ramp | afternoon/ramp | 10.2413 | 13.0248 | 91 | 91 | 1188.6 | 1985.42
2026-04-21 | 96.23% accuracy | 88.58% accuracy | Heat abnormality: max temp 38.3C, +0.2C vs trailing 7d. Wind abnormality: max wind 19.3, +5.8 vs trailing 7d. | T+1: model underforecast on average by 270 MW energy error -3.2%. Underforecast blocks 61%. Worst segment: evening (6.4% segment MAPE). Likely missed nonlinear cooling demand from heat/apparent-temperature. Wind/weather instability may have created non-normal load shape. | T+2: model underforecast on average by 988 MW energy error -11.8%. Underforecast blocks 99%. Worst segment: evening (14.5% segment MAPE). Likely missed nonlinear cooling demand from heat/apparent-temperature. Wind/weather instability may have created non-normal load shape. | Heat abnormality: max temp 38.3C, +0.2C vs trailing 7d. Wind abnormality: max wind 19.3, +5.8 vs trailing 7d. T+1: model underforecast on average by 270 MW energy error -3.2%. Underforecast blocks 61%. Worst segment: evening (6.4% segment MAPE). Likely missed nonlinear cooling demand from heat/apparent-temperature. Wind/weather instability may have created non-normal load shape. T+2: model underforecast on average by 988 MW energy error -11.8%. Underforecast blocks 99%. Worst segment: evening (14.5% segment MAPE). Likely missed nonlinear cooling demand from heat/apparent-temperature. Wind/weather instability may have created non-normal load shape. Actual average load was 10.8% higher than trailing 7-day level. Actual load had sharp ramp of 663 MW between 15-minute blocks. T+1 highest MAPE segment is evening; under-forecast dominates. T+2 highest MAPE segment is evening; under-forecast dominates. | Confirm whether any non-weather operational event occurred: outage, feeder shutdown, industry holiday, grid restriction, or schedule revision. | Use nonlinear cooling-load and heat-index multipliers for April-June afternoons. Track apparent temperature separately from dry-bulb temperature. Keep wind as diagnostic unless load drop is proven in backtest. Adaptive baseline should exclude anomaly days and shorten window in April-June. Apply ramp-aware forecast limit before export and monitor ramp misses. | 96.229 | 88.5814 | 96 | 96 | 96 | 8265.5749 | 10449.58 | 198373.7975 | 10.8344 | 663.34 | 38.2591 | 36.1 | 24.1634 | -6.6706 | 0 | -0.027273 | 19.3273 | 5.839 | 47.5038 | -2.229 | -3.2082 | -11.753 | -269.8206 | -988.4614 | 61.4583 | 98.9583 | evening | evening | 6.4359 | 14.5052 | 92 | 96 | 1368.1996 | 2647.5606
2026-04-22 | 96.30% accuracy | 90.22% accuracy | Heat abnormality: max temp 39.7C, +1.4C vs trailing 7d. | T+1: model underforecast on average by 63 MW energy error -0.7%. Underforecast blocks 78%. Worst segment: afternoon/ramp (6.3% segment MAPE). Likely missed nonlinear cooling demand from heat/apparent-temperature. | T+2: model underforecast on average by 849 MW energy error -9.8%. Underforecast blocks 98%. Worst segment: afternoon/ramp (13.5% segment MAPE). Likely missed nonlinear cooling demand from heat/apparent-temperature. | Heat abnormality: max temp 39.7C, +1.4C vs trailing 7d. T+1: model underforecast on average by 63 MW energy error -0.7%. Underforecast blocks 78%. Worst segment: afternoon/ramp (6.3% segment MAPE). Likely missed nonlinear cooling demand from heat/apparent-temperature. T+2: model underforecast on average by 849 MW energy error -9.8%. Underforecast blocks 98%. Worst segment: afternoon/ramp (13.5% segment MAPE). Likely missed nonlinear cooling demand from heat/apparent-temperature. Actual average load was 13.3% higher than trailing 7-day level. Actual load had sharp ramp of 878 MW between 15-minute blocks. T+1 worst error is in afternoon/ramp blocks; under-forecast dominates. T+2 worst error is in afternoon/ramp blocks; under-forecast dominates. | Confirm whether any non-weather operational event occurred: outage, feeder shutdown, industry holiday, grid restriction, or schedule revision. | Use nonlinear cooling-load and heat-index multipliers for April-June afternoons. Track apparent temperature separately from dry-bulb temperature. Adaptive baseline should exclude anomaly days and shorten window in April-June. Apply ramp-aware forecast limit before export and monitor ramp misses. Tune afternoon ramp weights around blocks 52-68. | 96.302 | 90.2188 | 96 | 96 | 96 | 8660.8405 | 10518.35 | 207860.1725 | 13.2688 | 878.04 | 39.7136 | 37.8864 | 26.1574 | -3.5605 | 0 | -0.027273 | 16.4818 | 1.9435 | 50.1017 | 0.42575 | -0.73202 | -9.7926 | -63.4722 | -849.1043 | 78.125 | 97.9167 | afternoon/ramp | afternoon/ramp | 6.2923 | 13.4734 | 96 | 3 | 1207.3915 | 1658.8075
2026-04-23 | 96.08% accuracy | 94.36% accuracy | Heat abnormality: max temp 40.3C, +1.7C vs trailing 7d. | T+1: model underforecast on average by 254 MW energy error -2.8%. Underforecast blocks 86%. Worst segment: afternoon/ramp (7.8% segment MAPE). Likely missed nonlinear cooling demand from heat/apparent-temperature. | T+2: model underforecast on average by 26 MW energy error -0.3%. Underforecast blocks 64%. Worst segment: afternoon/ramp (6.9% segment MAPE). Likely missed nonlinear cooling demand from heat/apparent-temperature. | Heat abnormality: max temp 40.3C, +1.7C vs trailing 7d. T+1: model underforecast on average by 254 MW energy error -2.8%. Underforecast blocks 86%. Worst segment: afternoon/ramp (7.8% segment MAPE). Likely missed nonlinear cooling demand from heat/apparent-temperature. T+2: model underforecast on average by 26 MW energy error -0.3%. Underforecast blocks 64%. Worst segment: afternoon/ramp (6.9% segment MAPE). Likely missed nonlinear cooling demand from heat/apparent-temperature. Actual average load was 15.2% higher than trailing 7-day level. Actual load had sharp ramp of 533 MW between 15-minute blocks. T+1 worst error is in afternoon/ramp blocks; under-forecast dominates. T+2 worst error is in afternoon/ramp blocks; under-forecast dominates. |  | Use nonlinear cooling-load and heat-index multipliers for April-June afternoons. Track apparent temperature separately from dry-bulb temperature. Adaptive baseline should exclude anomaly days and shorten window in April-June. Apply ramp-aware forecast limit before export and monitor ramp misses. Tune afternoon ramp weights around blocks 52-68. | 96.0795 | 94.3592 | 96 | 96 | 96 | 9035.0146 | 10559 | 216840.35 | 15.2061 | 533.39 | 40.3091 | 39.8636 | 23.4384 | -5.8086 | 0 | -0.027273 | 11.7909 | -2.8903 | 49.7569 | -0.14731 | -2.7989 | -0.28308 | -253.5279 | -25.6417 | 86.4583 | 63.5417 | afternoon/ramp | afternoon/ramp | 7.826 | 6.8922 | 61 | 2 | 1009.8259 | 1371.01
2026-04-24 | 97.46% accuracy | 94.79% accuracy | Heat abnormality: max temp 40.9C, +2.1C vs trailing 7d. Apparent-temperature abnormality: 40.6C, +2.7C vs trailing 7d. | T+1: model underforecast on average by 45 MW energy error -0.5%. Underforecast blocks 64%. Worst segment: afternoon/ramp (4.2% segment MAPE). Likely missed nonlinear cooling demand from heat/apparent-temperature. | T+2: model underforecast on average by 294 MW energy error -3.1%. Underforecast blocks 75%. Worst segment: evening (7.7% segment MAPE). Likely missed nonlinear cooling demand from heat/apparent-temperature. | Heat abnormality: max temp 40.9C, +2.1C vs trailing 7d. Apparent-temperature abnormality: 40.6C, +2.7C vs trailing 7d. T+1: model underforecast on average by 45 MW energy error -0.5%. Underforecast blocks 64%. Worst segment: afternoon/ramp (4.2% segment MAPE). Likely missed nonlinear cooling demand from heat/apparent-temperature. T+2: model underforecast on average by 294 MW energy error -3.1%. Underforecast blocks 75%. Worst segment: evening (7.7% segment MAPE). Likely missed nonlinear cooling demand from heat/apparent-temperature. Actual average load was 16.1% higher than trailing 7-day level. Actual load had sharp ramp of 499 MW between 15-minute blocks. T+1 worst error is in afternoon/ramp blocks; under-forecast dominates. T+2 highest MAPE segment is evening; under-forecast dominates. |  | Use nonlinear cooling-load and heat-index multipliers for April-June afternoons. Track apparent temperature separately from dry-bulb temperature. Adaptive baseline should exclude anomaly days and shorten window in April-June. Apply ramp-aware forecast limit before export and monitor ramp misses. Tune afternoon ramp weights around blocks 52-68. | 97.4575 | 94.7917 | 96 | 96 | 96 | 9360.6394 | 10687.15 | 224655.345 | 16.0702 | 499.37 | 40.9227 | 40.5545 | 26.3376 | -2.0562 | 0 | -0.027273 | 13.2818 | -1.2448 | 51.7008 | 1.8397 | -0.47921 | -3.1066 | -45.3008 | -293.6771 | 63.5417 | 75 | afternoon/ramp | evening | 4.234 | 7.6626 | 62 | 88 | 811.3713 | 1306.2867
2026-04-25 | 97.09% accuracy | 95.87% accuracy | Heat abnormality: max temp 41.0C, +1.7C vs trailing 7d. Apparent-temperature abnormality: 40.2C, +1.9C vs trailing 7d. Wind abnormality: max wind 21.1, +6.7 vs trailing 7d. | T+1: model underforecast on average by 121 MW energy error -1.2%. Underforecast blocks 69%. Worst segment: afternoon/ramp (6.3% segment MAPE). Likely missed nonlinear cooling demand from heat/apparent-temperature. Wind/weather instability may have created non-normal load shape. | T+2: model underforecast on average by 336 MW energy error -3.4%. Underforecast blocks 78%. Worst segment: afternoon/ramp (8.0% segment MAPE). Likely missed nonlinear cooling demand from heat/apparent-temperature. Wind/weather instability may have created non-normal load shape. | Heat abnormality: max temp 41.0C, +1.7C vs trailing 7d. Apparent-temperature abnormality: 40.2C, +1.9C vs trailing 7d. Wind abnormality: max wind 21.1, +6.7 vs trailing 7d. T+1: model underforecast on average by 121 MW energy error -1.2%. Underforecast blocks 69%. Worst segment: afternoon/ramp (6.3% segment MAPE). Likely missed nonlinear cooling demand from heat/apparent-temperature. Wind/weather instability may have created non-normal load shape. T+2: model underforecast on average by 336 MW energy error -3.4%. Underforecast blocks 78%. Worst segment: afternoon/ramp (8.0% segment MAPE). Likely missed nonlinear cooling demand from heat/apparent-temperature. Wind/weather instability may have created non-normal load shape. Actual average load was 15.5% higher than trailing 7-day level. Actual load had sharp ramp of 436 MW between 15-minute blocks. Weekend profile can differ from weekday industrial/agricultural consumption. T+1 worst error is in afternoon/ramp blocks; under-forecast dominates. T+2 worst error is in afternoon/ramp blocks; under-forecast dominates. |  | Use nonlinear cooling-load and heat-index multipliers for April-June afternoons. Track apparent temperature separately from dry-bulb temperature. Keep wind as diagnostic unless load drop is proven in backtest. Adaptive baseline should exclude anomaly days and shorten window in April-June. Apply ramp-aware forecast limit before export and monitor ramp misses. Keep separate weekday/weekend bias tables. Tune afternoon ramp weights around blocks 52-68. | 97.0862 | 95.8694 | 96 | 96 | 96 | 9588.7661 | 10858.15 | 230130.3875 | 15.451 | 435.8 | 41.0273 | 40.2364 | 25.7074 | -1.882 | 0 | 0 | 21.0682 | 6.674 | 51.5743 | 1.4391 | -1.2416 | -3.4457 | -120.9408 | -335.651 | 68.75 | 78.125 | afternoon/ramp | afternoon/ramp | 6.2702 | 8.0019 | 61 | 61 | 1112.5407 | 1259.446
2026-04-26 | 94.66% accuracy | 91.72% accuracy | Wind abnormality: max wind 20.5, +4.5 vs trailing 7d. | T+1: model overforecast on average by 382 MW energy error +4.2%. Overforecast blocks 60%. Worst segment: morning (9.6% segment MAPE). Wind/storm conditions may have reduced load or shifted demand. | T+2: model underforecast on average by 445 MW energy error -4.9%. Underforecast blocks 76%. Worst segment: night (11.0% segment MAPE). Likely missed nonlinear cooling demand from heat/apparent-temperature. Wind/weather instability may have created non-normal load shape. | Heat abnormality: max temp 41.0C, +1.4C vs trailing 7d. Wind abnormality: max wind 20.5, +4.5 vs trailing 7d. T+1: model overforecast on average by 382 MW energy error +4.2%. Overforecast blocks 60%. Worst segment: morning (9.6% segment MAPE). Wind/storm conditions may have reduced load or shifted demand. T+2: model underforecast on average by 445 MW energy error -4.9%. Underforecast blocks 76%. Worst segment: night (11.0% segment MAPE). Likely missed nonlinear cooling demand from heat/apparent-temperature. Wind/weather instability may have created non-normal load shape. Actual average load was 5.7% higher than trailing 7-day level. Actual load had sharp ramp of 549 MW between 15-minute blocks. Weekend profile can differ from weekday industrial/agricultural consumption. T+1 highest MAPE segment is morning; over-forecast dominates. T+2 error concentrated in night blocks; under-forecast bias visible. | Confirm whether any non-weather operational event occurred: outage, feeder shutdown, industry holiday, grid restriction, or schedule revision. | Use nonlinear cooling-load and heat-index multipliers for April-June afternoons. Track apparent temperature separately from dry-bulb temperature. Keep wind as diagnostic unless load drop is proven in backtest. Adaptive baseline should exclude anomaly days and shorten window in April-June. Apply ramp-aware forecast limit before export and monitor ramp misses. Keep separate weekday/weekend bias tables. Maintain dedicated T+2 night correction for blocks 1-32. | 94.6571 | 91.7233 | 96 | 96 | 96 | 9066.0346 | 10635.11 | 217584.83 | 5.6802 | 548.52 | 40.9545 | 39.7864 | 25.8314 | -0.33753 | 0 | 0 | 20.4773 | 4.476 | 51.5337 | 1.5796 | 4.17 | -4.864 | 381.6656 | -445.1914 | 39.5833 | 76.0417 | morning | night | 9.6213 | 10.9722 | 75 | 21 | 1474.62 | 1873.38
2026-04-27 | 90.55% accuracy | 85.96% accuracy | Wind abnormality: max wind 22.1, +5.1 vs trailing 7d. | T+1: model overforecast on average by 625 MW energy error +6.7%. Overforecast blocks 51%. Worst segment: evening (34.5% segment MAPE). Wind/storm conditions may have reduced load or shifted demand. | T+2: model overforecast on average by 405 MW energy error +4.4%. Overforecast blocks 54%. Worst segment: evening (31.2% segment MAPE). Wind/storm conditions may have reduced load or shifted demand. | Heat abnormality: max temp 41.1C, +1.2C vs trailing 7d. Apparent-temperature abnormality: 40.5C, +1.7C vs trailing 7d. Wind abnormality: max wind 22.1, +5.1 vs trailing 7d. T+1: model overforecast on average by 625 MW energy error +6.7%. Overforecast blocks 51%. Worst segment: evening (34.5% segment MAPE). Wind/storm conditions may have reduced load or shifted demand. T+2: model overforecast on average by 405 MW energy error +4.4%. Overforecast blocks 54%. Worst segment: evening (31.2% segment MAPE). Wind/storm conditions may have reduced load or shifted demand. Actual average load was 4.7% higher than trailing 7-day level. Actual load had sharp ramp of 1442 MW between 15-minute blocks. T+1 highest MAPE segment is evening; over-forecast dominates. T+2 highest MAPE segment is evening; over-forecast dominates. | Confirm whether any non-weather operational event occurred: outage, feeder shutdown, industry holiday, grid restriction, or schedule revision. | Use nonlinear cooling-load and heat-index multipliers for April-June afternoons. Track apparent temperature separately from dry-bulb temperature. Keep wind as diagnostic unless load drop is proven in backtest. Adaptive baseline should exclude anomaly days and shorten window in April-June. Apply ramp-aware forecast limit before export and monitor ramp misses. | 90.5476 | 85.9598 | 96 | 96 | 96 | 9269.6598 | 10455.58 | 222471.835 | 4.6836 | 1441.98 | 41.1182 | 40.4818 | 24.8421 | -0.73667 | 0.21364 | 0.21364 | 22.1318 | 5.1227 | 51.3328 | 1.2271 | 6.733 | 4.3594 | 624.8456 | 404.5625 | 48.9583 | 45.8333 | evening | evening | 34.5283 | 31.1681 | 85 | 84 | 5375.7138 | 4877

## Block_Diagnostics
date | time_block | Actual | T+1 | T+2 | temperature | humidity | precipitation | rain | showers | cloud_cover | sunshine_duration | direct_radiation | wind_speed_10m | apparent_temperature | actual_load_fetched | t1_error_mw | t2_error_mw | t1_mape_pct | t2_mape_pct
2026-04-09 | 1 | 5746 | 5795.0102 | 5682.96 | 17.7182 | 81.3636 | 0.054545 | 0.054545 | 0 | 12.5909 | 0 | 0 | 8.5273 | 17.9318 | 5746.45 | 49.0102 | -63.04 | 0.85294 | 1.0971
2026-04-09 | 2 | 5680 | 5743.2132 | 5602.77 | 17.5557 | 81.8864 | 0.054545 | 0.054545 | 0 | 13.0455 | 0 | 0 | 8.8136 | 17.7125 | 5679.98 | 63.2132 | -77.23 | 1.1129 | 1.3597
2026-04-09 | 3 | 5637 | 5666.7702 | 5587.84 | 17.3932 | 82.4091 | 0.054545 | 0.054545 | 0 | 13.5 | 0 | 0 | 9.1 | 17.4932 | 5636.74 | 29.7702 | -49.16 | 0.52812 | 0.8721
2026-04-09 | 4 | 5536 | 5584.1098 | 5609.78 | 17.2307 | 82.9318 | 0.054545 | 0.054545 | 0 | 13.9545 | 0 | 0 | 9.3864 | 17.2739 | 5535.63 | 48.1098 | 73.78 | 0.86903 | 1.3327
2026-04-09 | 5 | 5430 | 5479.4179 | 5695.86 | 17.0682 | 83.4545 | 0.0875 | 0.0875 | 0 | 14.4091 | 0 | 0 | 9.6727 | 17.0545 | 5430.01 | 49.4179 | 265.86 | 0.91009 | 4.8961
2026-04-09 | 6 | 5349 | 5418.3289 | 5729.58 | 16.9318 | 83.9091 | 0.0875 | 0.0875 | 0 | 14.3295 | 0 | 0 | 9.6943 | 16.8943 | 5399.13 | 69.3289 | 380.58 | 1.2961 | 7.115
2026-04-09 | 7 | 5313 | 5323.8956 | 5718.85 | 16.7955 | 84.3636 | 0.0875 | 0.0875 | 0 | 14.25 | 0 | 0 | 9.7159 | 16.7341 | 5363.41 | 10.8956 | 405.85 | 0.20507 | 7.6388
2026-04-09 | 8 | 5306 | 5293.2729 | 5710.84 | 16.6591 | 84.8182 | 0.0875 | 0.0875 | 0 | 14.1705 | 0 | 0 | 9.7375 | 16.5739 | 5355.69 | -12.7271 | 404.84 | 0.23986 | 7.6299
2026-04-09 | 9 | 5266 | 5253.2236 | 5678.85 | 16.5227 | 85.2727 | 0.027273 | 0.027273 | 0 | 14.0909 | 0 | 0 | 9.7591 | 16.4136 | 5315.5 | -12.7764 | 412.85 | 0.24262 | 7.8399
2026-04-09 | 10 | 5254 | 5231.5229 | 5656.7 | 16.3795 | 86 | 0.027273 | 0.027273 | 0 | 12.4773 | 0 | 0 | 9.608 | 16.2955 | 5303.89 | -22.4771 | 402.7 | 0.42781 | 7.6646
2026-04-09 | 11 | 5272 | 5235.2109 | 5636.37 | 16.2364 | 86.7273 | 0.027273 | 0.027273 | 0 | 10.8636 | 0 | 0 | 9.4568 | 16.1773 | 5296.56 | -36.7891 | 364.37 | 0.69782 | 6.9114
2026-04-09 | 12 | 5288 | 5244.5337 | 5609.43 | 16.0932 | 87.4545 | 0.027273 | 0.027273 | 0 | 9.25 | 0 | 0 | 9.3057 | 16.0591 | 5287.52 | -43.4663 | 321.43 | 0.82198 | 6.0785
2026-04-09 | 13 | 5269 | 5242.7301 | 5598.24 | 15.95 | 88.1818 | 0.068182 | 0.068182 | 0 | 7.6364 | 0 | 0 | 9.1545 | 15.9409 | 5268.67 | -26.2699 | 329.24 | 0.49858 | 6.2486
2026-04-09 | 14 | 5288 | 5265.1328 | 5635.69 | 15.8443 | 88.625 | 0.068182 | 0.068182 | 0 | 7.0341 | 0 | 0 | 9.0761 | 15.8352 | 5287.91 | -22.8672 | 347.69 | 0.43244 | 6.5751
2026-04-09 | 15 | 5282 | 5290.8814 | 5643.6 | 15.7386 | 89.0682 | 0.068182 | 0.068182 | 0 | 6.4318 | 0 | 0 | 8.9977 | 15.7295 | 5281.84 | 8.8814 | 361.6 | 0.16814 | 6.8459
2026-04-09 | 16 | 5326 | 5325.1106 | 5661.36 | 15.633 | 89.5114 | 0.068182 | 0.068182 | 0 | 5.8295 | 0 | 0 | 8.9193 | 15.6239 | 5325.7 | -0.88945 | 335.36 | 0.0167 | 6.2967
2026-04-09 | 17 | 5406 | 5412.8655 | 5721.64 | 15.5273 | 89.9545 | 0.0011364 | 0.0011364 | 0 | 5.2273 | 0 | 0 | 8.8409 | 15.5182 | 5405.68 | 6.8655 | 315.64 | 0.127 | 5.8387
2026-04-09 | 18 | 5512 | 5524.0876 | 5826.54 | 15.4898 | 90.625 | 0.0011364 | 0.0011364 | 0 | 6.7045 | 0 | 0 | 8.1648 | 15.6057 | 5512.16 | 12.0876 | 314.54 | 0.2193 | 5.7065
2026-04-09 | 19 | 5627 | 5654.1348 | 5937.22 | 15.4523 | 91.2955 | 0.0011364 | 0.0011364 | 0 | 8.1818 | 0 | 0 | 7.4886 | 15.6932 | 5627.06 | 27.1348 | 310.22 | 0.48223 | 5.5131
2026-04-09 | 20 | 5803 | 5826.2838 | 6057.01 | 15.4148 | 91.9659 | 0.0011364 | 0.0011364 | 0 | 9.6591 | 0 | 0 | 6.8125 | 15.7807 | 5803.01 | 23.2838 | 254.01 | 0.40124 | 4.3772
2026-04-09 | 21 | 6055 | 6047.3067 | 6130.39 | 15.3773 | 92.6364 | 0 | 0 | 0 | 11.1364 | 0 | 0 | 6.1364 | 15.8682 | 6055.49 | -7.6933 | 75.39 | 0.12706 | 1.2451
2026-04-09 | 22 | 6305 | 6264.0121 | 6329.84 | 15.4784 | 92.5341 | 0 | 0 | 0 | 10.6023 | 0 | 0 | 6.1114 | 16.0045 | 6304.73 | -40.9879 | 24.84 | 0.65009 | 0.39397
2026-04-09 | 23 | 6598 | 6509.6232 | 6510.17 | 15.5795 | 92.4318 | 0 | 0 | 0 | 10.0682 | 0 | 0 | 6.0864 | 16.1409 | 6598.26 | -88.3768 | -87.83 | 1.3394 | 1.3312
2026-04-09 | 24 | 6987 | 6945.2255 | 6684.99 | 15.6807 | 92.3295 | 0 | 0 | 0 | 9.5341 | 0 | 0 | 6.0614 | 16.2773 | 6987.08 | -41.7745 | -302.01 | 0.59789 | 4.3225
2026-04-09 | 25 | 7324 | 7199.5951 | 6925.63 | 15.7818 | 92.2273 | 0 | 0 | 0 | 9 | 0 | 0.079545 | 6.0364 | 16.4136 | 7324.21 | -124.4049 | -398.37 | 1.6986 | 5.4392
2026-04-09 | 26 | 7576 | 7396.0417 | 7146.47 | 16.208 | 90.6364 | 0 | 0 | 0 | 10.3864 | 0 | 0.079545 | 5.8875 | 16.9125 | 7575.54 | -179.9583 | -429.53 | 2.3754 | 5.6696
2026-04-09 | 27 | 7643 | 7450.0895 | 7257.88 | 16.6341 | 89.0455 | 0 | 0 | 0 | 11.7727 | 0 | 0.079545 | 5.7386 | 17.4114 | 7643.07 | -192.9105 | -385.12 | 2.524 | 5.0389
2026-04-09 | 28 | 7346 | 7181.289 | 7213.79 | 17.0602 | 87.4545 | 0 | 0 | 0 | 13.1591 | 0 | 0.079545 | 5.5898 | 17.9102 | 7345.7 | -164.711 | -132.21 | 2.2422 | 1.7998
2026-04-09 | 29 | 6704 | 6590.628 | 6799.04 | 17.4864 | 85.8636 | 0 | 0 | 0 | 14.5455 | 867.3809 | 9.7273 | 5.4409 | 18.4091 | 6704.29 | -113.372 | 95.04 | 1.6911 | 1.4177
2026-04-09 | 30 | 6462 | 6427.7194 | 6630.53 | 18.0682 | 83.5909 | 0 | 0 | 0 | 11.5909 | 867.3809 | 9.7273 | 5.2841 | 19.0591 | 6537.42 | -34.2806 | 168.53 | 0.5305 | 2.608
2026-04-09 | 31 | 6235 | 6241.0262 | 6543.1 | 18.65 | 81.3182 | 0 | 0 | 0 | 8.6364 | 867.3809 | 9.7273 | 5.1273 | 19.7091 | 6360.08 | 6.0262 | 308.1 | 0.096652 | 4.9415
2026-04-09 | 32 | 6038 | 6017.3532 | 6427.7 | 19.2318 | 79.0455 | 0 | 0 | 0 | 5.6818 | 867.3809 | 9.7273 | 4.9705 | 20.3591 | 6162.75 | -20.6468 | 389.7 | 0.34195 | 6.4541
2026-04-09 | 33 | 5685 | 5770.8725 | 6282.09 | 19.8136 | 76.7727 | 0 | 0 | 0 | 2.7273 | 892.6898 | 41.4659 | 4.8136 | 21.0091 | 5735.38 | 85.8725 | 597.09 | 1.5105 | 10.5029
2026-04-09 | 34 | 5597 | 5753.6206 | 6348.32 | 20.4045 | 74.4773 | 0 | 0 | 0 | 2.25 | 892.6898 | 41.4659 | 4.7182 | 21.6375 | 5622.05 | 156.6206 | 751.32 | 2.7983 | 13.4236
2026-04-09 | 35 | 5577 | 5675.0956 | 6371.8776 | 20.9955 | 72.1818 | 0 | 0 | 0 | 1.7727 | 892.6898 | 41.4659 | 4.6227 | 22.2659 | 5602.2 | 98.0956 | 794.8776 | 1.7589 | 14.2528
2026-04-09 | 36 | 5619 | 5703.7011 | 6442.5042 | 21.5864 | 69.8864 | 0 | 0 | 0 | 1.2955 | 892.6898 | 41.4659 | 4.5273 | 22.8943 | 5644.01 | 84.7011 | 823.5042 | 1.5074 | 14.6557
2026-04-09 | 37 | 5603 | 5721.1457 | 6715.962 | 22.1773 | 67.5909 | 0 | 0 | 0 | 0.81818 | 900 | 86.4773 | 4.4318 | 23.5227 | 5603.14 | 118.1457 | 1112.962 | 2.1086 | 19.8637
2026-04-09 | 38 | 5636 | 5754.2064 | 6907.527 | 22.7432 | 64.6932 | 0 | 0 | 0 | 1.6932 | 900 | 86.4773 | 4.1886 | 24.283 | 5635.99 | 118.2064 | 1271.527 | 2.0973 | 22.5608
2026-04-09 | 39 | 5517 | 5738.7031 | 7047.5625 | 23.3091 | 61.7955 | 0 | 0 | 0 | 2.5682 | 900 | 86.4773 | 3.9455 | 25.0432 | 5517.06 | 221.7031 | 1530.5625 | 4.0185 | 27.7427
2026-04-09 | 40 | 5468 | 5736.092 | 7023.654 | 23.875 | 58.8977 | 0 | 0 | 0 | 3.4432 | 900 | 86.4773 | 3.7023 | 25.8034 | 5467.78 | 268.092 | 1555.654 | 4.9029 | 28.4501
2026-04-09 | 41 | 5340 | 5651.771 | 6923.7135 | 24.4409 | 56 | 0 | 0 | 0 | 4.3182 | 900 | 126.4659 | 3.4591 | 26.5636 | 5339.85 | 311.771 | 1583.7135 | 5.8384 | 29.6576
2026-04-09 | 42 | 5213 | 5750.1994 | 6839.613 | 24.8625 | 51.3977 | 0 | 0 | 0 | 10.0682 | 900 | 126.4659 | 3.5295 | 26.7716 | 5212.67 | 537.1994 | 1626.613 | 10.305 | 31.203
2026-04-09 | 43 | 5123 | 5635.0479 | 6927.5844 | 25.2841 | 46.7955 | 0 | 0 | 0 | 15.8182 | 900 | 126.4659 | 3.6 | 26.9795 | 5123.38 | 512.0479 | 1804.5844 | 9.9951 | 35.2251
2026-04-09 | 44 | 5081 | 5628.0067 | 6886.9251 | 25.7057 | 42.1932 | 0 | 0 | 0 | 21.5682 | 900 | 126.4659 | 3.6705 | 27.1875 | 5080.71 | 547.0067 | 1805.9251 | 10.7657 | 35.5427
2026-04-09 | 45 | 5073 | 5588.5934 | 6801.9435 | 26.1273 | 37.5909 | 0 | 0 | 0 | 27.3182 | 900 | 151.7159 | 3.7409 | 27.3955 | 5072.76 | 515.5934 | 1728.9435 | 10.1635 | 34.0813
2026-04-09 | 46 | 5058 | 5549.5985 | 6780.6387 | 26.4136 | 36.1705 | 0 | 0 | 0 | 26.6477 | 900 | 151.7159 | 4.4295 | 27.4295 | 5058 | 491.5985 | 1722.6387 | 9.7192 | 34.0577
2026-04-09 | 47 | 4984 | 5587.2723 | 6970.5306 | 26.7 | 34.75 | 0 | 0 | 0 | 25.9773 | 900 | 151.7159 | 5.1182 | 27.4636 | 4983.89 | 603.2723 | 1986.5306 | 12.1042 | 39.8582
2026-04-09 | 48 | 4968 | 5605.0997 | 6890.4594 | 26.9864 | 33.3295 | 0 | 0 | 0 | 25.3068 | 900 | 151.7159 | 5.8068 | 27.4977 | 4967.8 | 637.0997 | 1922.4594 | 12.8241 | 38.6968
2026-04-09 | 49 | 5077 | 5678.9426 | 6888.1626 | 27.2727 | 31.9091 | 0 | 0 | 0 | 24.6364 | 900 | 136.8409 | 6.4955 | 27.5318 | 5077.18 | 601.9426 | 1811.1626 | 11.8563 | 35.6739
2026-04-09 | 50 | 5118 | 5701.241 | 6897.2508 | 27.3989 | 31.3068 | 0 | 0 | 0 | 23.4773 | 900 | 136.8409 | 6.9648 | 27.5318 | 5117.79 | 583.241 | 1779.2508 | 11.3959 | 34.7646
2026-04-09 | 51 | 5140 | 5665.2887 | 6806.7747 | 27.525 | 30.7045 | 0 | 0 | 0 | 22.3182 | 900 | 136.8409 | 7.4341 | 27.5318 | 5139.67 | 525.2887 | 1666.7747 | 10.2196 | 32.4275
2026-04-09 | 52 | 5005 | 5606.8053 | 6665.4621 | 27.6511 | 30.1023 | 0 | 0 | 0 | 21.1591 | 900 | 136.8409 | 7.9034 | 27.5318 | 5005.3 | 601.8053 | 1660.4621 | 12.0241 | 33.1761
2026-04-09 | 53 | 4573 | 5256.0973 | 6245.4051 | 27.7773 | 29.5 | 0.0011364 | 0.0011364 | 0 | 20 | 900 | 138.3977 | 8.3727 | 27.5318 | 4573.16 | 683.0973 | 1672.4051 | 14.9376 | 36.5713
2026-04-09 | 54 | 4503 | 5204.7815 | 6172.2342 | 27.8511 | 29.0682 | 0.0011364 | 0.0011364 | 0 | 18.6818 | 900 | 138.3977 | 8.9932 | 27.4 | 4502.53 | 701.7815 | 1669.2342 | 15.5848 | 37.0694
2026-04-09 | 55 | 4731 | 5380.479 | 6407.4384 | 27.925 | 28.6364 | 0.0011364 | 0.0011364 | 0 | 17.3636 | 900 | 138.3977 | 9.6136 | 27.2682 | 4730.64 | 649.479 | 1676.4384 | 13.7282 | 35.4352
2026-04-09 | 56 | 4924 | 5534.2805 | 6563.6109 | 27.9989 | 28.2045 | 0.0011364 | 0.0011364 | 0 | 16.0455 | 900 | 138.3977 | 10.2341 | 27.1364 | 4924.08 | 610.2805 | 1639.6109 | 12.394 | 33.2984
2026-04-09 | 57 | 5106 | 5610.6795 | 6458.364 | 28.0727 | 27.7727 | 0 | 0 | 0 | 14.7273 | 900 | 132.375 | 10.8545 | 27.0045 | 5106.42 | 504.6795 | 1352.364 | 9.884 | 26.4858
2026-04-09 | 58 | 5309 | 5803.1976 | 6562.6407 | 28.0648 | 27.5227 | 0 | 0 | 0 | 14.9091 | 900 | 132.375 | 11.342 | 26.7307 | 5309.17 | 494.1976 | 1253.6407 | 9.3087 | 23.6135
2026-04-09 | 59 | 5373 | 5920.4378 | 6635.475 | 28.0568 | 27.2727 | 0 | 0 | 0 | 15.0909 | 900 | 132.375 | 11.8295 | 26.4568 | 5372.85 | 547.4378 | 1262.475 | 10.1887 | 23.4966
2026-04-09 | 60 | 5394 | 5968.6691 | 6716.1897 | 28.0489 | 27.0227 | 0 | 0 | 0 | 15.2727 | 900 | 132.375 | 12.317 | 26.183 | 5394.07 | 574.6691 | 1322.1897 | 10.6539 | 24.5122
2026-04-09 | 61 | 5299 | 6051.068 | 6731.5545 | 28.0409 | 26.7727 | 0 | 0 | 0 | 15.4545 | 900 | 110.5795 | 12.8045 | 25.9091 | 5298.95 | 752.068 | 1432.5545 | 14.1926 | 27.0344
2026-04-09 | 62 | 5372 | 6086.3671 | 6749.9388 | 27.9125 | 26.8523 | 0 | 0 | 0 | 16.6136 | 900 | 110.5795 | 13.2318 | 25.5716 | 5371.56 | 714.3671 | 1377.9388 | 13.298 | 25.6504
2026-04-09 | 63 | 5503 | 6110.2356 | 6747.6816 | 27.7841 | 26.9318 | 0 | 0 | 0 | 17.7727 | 900 | 110.5795 | 13.6591 | 25.2341 | 5503.03 | 607.2356 | 1244.6816 | 11.0346 | 22.6182
2026-04-09 | 64 | 5613 | 6211.0334 | 6837.4647 | 27.6557 | 27.0114 | 0 | 0 | 0 | 18.9318 | 900 | 110.5795 | 14.0864 | 24.8966 | 5612.52 | 598.0334 | 1224.4647 | 10.6544 | 21.8148
2026-04-09 | 65 | 5702 | 6263.4308 | 6841.4445 | 27.5273 | 27.0909 | 0 | 0 | 0 | 20.0909 | 900 | 72.1705 | 14.5136 | 24.5591 | 5701.92 | 561.4308 | 1139.4445 | 9.8462 | 19.9832
2026-04-09 | 66 | 5721 | 6323.1112 | 6950.9979 | 27.35 | 28.5455 | 0 | 0 | 0 | 18.3977 | 900 | 72.1705 | 13.5898 | 24.6614 | 5720.84 | 602.1112 | 1229.9979 | 10.5246 | 21.4997
2026-04-09 | 67 | 5779 | 6400.9688 | 6863.2542 | 27.1727 | 30 | 0 | 0 | 0 | 16.7045 | 900 | 72.1705 | 12.6659 | 24.7636 | 5779.14 | 621.9688 | 1084.2542 | 10.7626 | 18.762
2026-04-09 | 68 | 5906 | 6469.6391 | 6927.3567 | 26.9955 | 31.4545 | 0 | 0 | 0 | 15.0114 | 900 | 72.1705 | 11.742 | 24.8659 | 5906.36 | 563.6391 | 1021.3567 | 9.5435 | 17.2935
2026-04-09 | 69 | 6035 | 6562.7446 | 7006.2003 | 26.8182 | 32.9091 | 0.0011364 | 0.0011364 | 0 | 13.3182 | 900 | 33.9659 | 10.8182 | 24.9682 | 6034.97 | 527.7446 | 971.2003 | 8.7447 | 16.0928
2026-04-09 | 70 | 6156 | 6638.2035 | 7122.357 | 26.2739 | 34.0227 | 0.0011364 | 0.0011364 | 0 | 12.4205 | 900 | 33.9659 | 10.7693 | 24.4352 | 6155.72 | 482.2035 | 966.357 | 7.8331 | 15.6978
2026-04-09 | 71 | 6230 | 6705.8861 | 7219.9017 | 25.7295 | 35.1364 | 0.0011364 | 0.0011364 | 0 | 11.5227 | 900 | 33.9659 | 10.7205 | 23.9023 | 6230.39 | 475.8861 | 989.9017 | 7.6386 | 15.8893
2026-04-09 | 72 | 6434 | 6886.8307 | 7417.1295 | 25.1852 | 36.25 | 0.0011364 | 0.0011364 | 0 | 10.625 | 900 | 33.9659 | 10.6716 | 23.3693 | 6433.52 | 452.8307 | 983.1295 | 7.0381 | 15.2802
2026-04-09 | 73 | 7108 | 7371.4664 | 7450.6624 | 24.6409 | 37.3636 | 0 | 0 | 0 | 9.7273 | 777.9719 | 6.6705 | 10.6227 | 22.8364 | 7108.1 | 263.4664 | 342.6624 | 3.7066 | 4.8208
2026-04-09 | 74 | 7584 | 7685.885 | 7754.001 | 24.1784 | 38.6023 | 0 | 0 | 0 | 8.5568 | 777.9719 | 6.6705 | 10.6318 | 22.3841 | 7583.54 | 101.885 | 170.001 | 1.3434 | 2.2416
2026-04-09 | 75 | 7821 | 7906.0488 | 7974.1601 | 23.7159 | 39.8409 | 0 | 0 | 0 | 7.3864 | 777.9719 | 6.6705 | 10.6409 | 21.9318 | 7821.22 | 85.0488 | 153.1601 | 1.0874 | 1.9583
2026-04-09 | 76 | 7990 | 8064.3351 | 8133.3698 | 23.2534 | 41.0795 | 0 | 0 | 0 | 6.2159 | 777.9719 | 6.6705 | 10.65 | 21.4795 | 7990.1 | 74.3351 | 143.3698 | 0.93035 | 1.7944
2026-04-09 | 77 | 8344 | 8309.621 | 8356.317 | 22.7909 | 42.3182 | 0 | 0 | 0 | 5.0455 | 0 | 0 | 10.6591 | 21.0273 | 8293.93 | -34.379 | 12.317 | 0.41202 | 0.14762
2026-04-09 | 78 | 8431 | 8380.222 | 8431.1348 | 22.5057 | 43.2614 | 0 | 0 | 0 | 4.3864 | 0 | 0 | 10.6136 | 20.7648 | 8231.11 | -50.778 | 0.13476 | 0.60228 | 0.0015983
2026-04-09 | 79 | 8257 | 8218.6816 | 8275.8068 | 22.2205 | 44.2045 | 0 | 0 | 0 | 3.7273 | 0 | 0 | 10.5682 | 20.5023 | 8097.01 | -38.3184 | 18.8068 | 0.46407 | 0.22777
2026-04-09 | 80 | 8072 | 7989.733 | 8049.6349 | 21.9352 | 45.1477 | 0 | 0 | 0 | 3.0682 | 0 | 0 | 10.5227 | 20.2398 | 8072.02 | -82.267 | -22.3651 | 1.0192 | 0.27707
2026-04-09 | 81 | 7751 | 7681.2646 | 7745.6824 | 21.65 | 46.0909 | 0 | 0 | 0 | 2.4091 | 0 | 0 | 10.4773 | 19.9773 | 7751.42 | -69.7354 | -5.3176 | 0.8997 | 0.068606
2026-04-09 | 82 | 7597 | 7543.4658 | 7607.641 | 21.4205 | 46.8409 | 0 | 0 | 0 | 1.9205 | 0 | 0 | 10.5148 | 19.7398 | 7597.25 | -53.5342 | 10.641 | 0.70468 | 0.14007
2026-04-09 | 83 | 7496 | 7464.3113 | 7534.4207 | 21.1909 | 47.5909 | 0 | 0 | 0 | 1.4318 | 0 | 0 | 10.5523 | 19.5023 | 7495.53 | -31.6887 | 38.4207 | 0.42274 | 0.51255
2026-04-09 | 84 | 7405 | 7380.937 | 7453.392 | 20.9614 | 48.3409 | 0 | 0 | 0 | 0.94318 | 0 | 0 | 10.5898 | 19.2648 | 7405.03 | -24.063 | 48.392 | 0.32496 | 0.6535
2026-04-09 | 85 | 7284 | 7288.9229 | 7363.4587 | 20.7318 | 49.0909 | 0 | 0 | 0 | 0.45455 | 0 | 0 | 10.6273 | 19.0273 | 7284.09 | 4.9229 | 79.4587 | 0.067585 | 1.0909
2026-04-09 | 86 | 7227 | 7219.5521 | 7295.1303 | 20.4977 | 50.0568 | 0 | 0 | 0 | 0.35227 | 0 | 0 | 10.8114 | 18.7977 | 7227.26 | -7.4479 | 68.1303 | 0.10306 | 0.94272
2026-04-09 | 87 | 7190 | 7146.1626 | 7218.2009 | 20.2636 | 51.0227 | 0 | 0 | 0 | 0.25 | 0 | 0 | 10.9955 | 18.5682 | 7189.53 | -43.8374 | 28.2009 | 0.6097 | 0.39222
2026-04-09 | 88 | 7058 | 7009.6597 | 7075.9865 | 20.0295 | 51.9886 | 0 | 0 | 0 | 0.14773 | 0 | 0 | 11.1795 | 18.3386 | 7057.63 | -48.3403 | 17.9865 | 0.6849 | 0.25484
2026-04-09 | 89 | 6916 | 6872.2602 | 6939.9366 | 19.7955 | 52.9545 | 0 | 0 | 0 | 0.045455 | 0 | 0 | 11.3636 | 18.1091 | 6916.01 | -43.7398 | 23.9366 | 0.63244 | 0.3461
2026-04-09 | 90 | 6822 | 6822.1726 | 6895.9561 | 19.8386 | 53.8182 | 0 | 0 | 0 | 0.45455 | 0 | 0 | 11.1057 | 18.2727 | 6821.51 | 0.17261 | 73.9561 | 0.0025302 | 1.0841
2026-04-09 | 91 | 6809 | 6749.7569 | 6825.7276 | 19.8818 | 54.6818 | 0 | 0 | 0 | 0.86364 | 0 | 0 | 10.8477 | 18.4364 | 6728.63 | -59.2431 | 16.7276 | 0.87007 | 0.24567
2026-04-09 | 92 | 6700 | 6695.8602 | 6774.8218 | 19.925 | 55.5455 | 0 | 0 | 0 | 1.2727 | 0 | 0 | 10.5898 | 18.6 | 6599.61 | -4.1398 | 74.8218 | 0.061788 | 1.1167
2026-04-09 | 93 | 6543 | 6592.3822 | 6679.0326 | 19.9682 | 56.4091 | 0 | 0 | 0 | 1.6818 | 0 | 0 | 10.3318 | 18.7636 | 6542.74 | 49.3822 | 136.0326 | 0.75473 | 2.0791
2026-04-09 | 94 | 6480 | 6499.9048 | 6596.7046 | 19.8205 | 57.0795 | 0 | 0 | 0 | 1.3523 | 0 | 0 | 10.267 | 18.6398 | 6479.67 | 19.9048 | 116.7046 | 0.30717 | 1.801
2026-04-09 | 95 | 6363 | 6420.6367 | 6524.0258 | 19.6727 | 57.75 | 0 | 0 | 0 | 1.0227 | 0 | 0 | 10.2023 | 18.5159 | 6363.4 | 57.6367 | 161.0258 | 0.90581 | 2.5307
2026-04-09 | 96 | 6289 | 6347.1848 | 6459.4177 | 19.525 | 58.4205 | 0 | 0 | 0 | 0.69318 | 0 | 0 | 10.1375 | 18.392 | 6288.62 | 58.1848 | 170.4177 | 0.92518 | 2.7098
2026-04-10 | 1 | 6154 | 6076.3253 | 6319.9626 | 19.3773 | 59.0909 | 0 | 0 | 0 | 0.36364 | 0 | 0 | 10.0727 | 18.2682 | 6153.78 | -77.6747 | 165.9626 | 1.2622 | 2.6968
2026-04-10 | 2 | 6071 | 6052.3229 | 6272.0239 | 19.1943 | 59.9205 | 0 | 0 | 0 | 0.27273 | 0 | 0 | 9.9909 | 18.108 | 6071.14 | -18.6771 | 201.0239 | 0.30764 | 3.3112
2026-04-10 | 3 | 6038 | 5996.6824 | 6204.5308 | 19.0114 | 60.75 | 0 | 0 | 0 | 0.18182 | 0 | 0 | 9.9091 | 17.9477 | 6038.33 | -41.3176 | 166.5308 | 0.68429 | 2.758
2026-04-10 | 4 | 5961 | 5908.6493 | 6124.0625 | 18.8284 | 61.5795 | 0 | 0 | 0 | 0.090909 | 0 | 0 | 9.8273 | 17.7875 | 5961.14 | -52.3507 | 163.0625 | 0.87822 | 2.7355
2026-04-10 | 5 | 5885 | 5816.7896 | 6017.5817 | 18.6455 | 62.4091 | 0 | 0 | 0 | 0 | 0 | 0 | 9.7455 | 17.6273 | 5885.21 | -68.2104 | 132.5817 | 1.1591 | 2.2529
2026-04-10 | 6 | 5823 | 5752.9543 | 5954.6827 | 18.4545 | 63.2273 | 0 | 0 | 0 | 0 | 0 | 0 | 9.6091 | 17.4602 | 5823.35 | -70.0457 | 131.6827 | 1.2029 | 2.2614
2026-04-10 | 7 | 5819 | 5725.1942 | 5850.4711 | 18.2636 | 64.0455 | 0 | 0 | 0 | 0 | 0 | 0 | 9.4727 | 17.2932 | 5818.85 | -93.8058 | 31.4711 | 1.6121 | 0.54083
2026-04-10 | 8 | 5765 | 5716.2196 | 5813.7535 | 18.0727 | 64.8636 | 0 | 0 | 0 | 0 | 0 | 0 | 9.3364 | 17.1261 | 5765.04 | -48.7804 | 48.7535 | 0.84615 | 0.84568
2026-04-10 | 9 | 5735 | 5702.3325 | 5765.1383 | 17.8818 | 65.6818 | 0 | 0 | 0 | 0 | 0 | 0 | 9.2 | 16.9591 | 5734.74 | -32.6675 | 30.1383 | 0.56962 | 0.52551
2026-04-10 | 10 | 5729 | 5674.0131 | 5731.3678 | 17.7102 | 66.4432 | 0 | 0 | 0 | 0.034091 | 0 | 0 | 9.2023 | 16.7852 | 5728.51 | -54.9869 | 2.3678 | 0.9598 | 0.041331
2026-04-10 | 11 | 5703 | 5643.6258 | 5727.4384 | 17.5386 | 67.2045 | 0 | 0 | 0 | 0.068182 | 0 | 0 | 9.2045 | 16.6114 | 5702.72 | -59.3742 | 24.4384 | 1.0411 | 0.42852
2026-04-10 | 12 | 5666 | 5627.9593 | 5724.4437 | 17.367 | 67.9659 | 0 | 0 | 0 | 0.10227 | 0 | 0 | 9.2068 | 16.4375 | 5665.94 | -38.0407 | 58.4437 | 0.67138 | 1.0315
2026-04-10 | 13 | 5643 | 5628.0015 | 5702.1802 | 17.1955 | 68.7273 | 0 | 0 | 0 | 0.13636 | 0 | 0 | 9.2091 | 16.2636 | 5642.98 | -14.9985 | 59.1802 | 0.26579 | 1.0487
2026-04-10 | 14 | 5636 | 5634.3821 | 5707.1703 | 17.0591 | 69.2955 | 0 | 0 | 0 | 0.52273 | 0 | 0 | 9.3864 | 16.1068 | 5636.11 | -1.6179 | 71.1703 | 0.028707 | 1.2628
2026-04-10 | 15 | 5637 | 5647.2169 | 5714.6832 | 16.9227 | 69.8636 | 0 | 0 | 0 | 0.90909 | 0 | 0 | 9.5636 | 15.95 | 5637.43 | 10.2169 | 77.6832 | 0.18125 | 1.3781
2026-04-10 | 16 | 5673 | 5681.0429 | 5733.0113 | 16.7864 | 70.4318 | 0 | 0 | 0 | 1.2955 | 0 | 0 | 9.7409 | 15.7932 | 5673.47 | 8.0429 | 60.0113 | 0.14178 | 1.0578
2026-04-10 | 17 | 5724 | 5747.6509 | 5801.4317 | 16.65 | 71 | 0 | 0 | 0 | 1.6818 | 0 | 0 | 9.9182 | 15.6364 | 5724.26 | 23.6509 | 77.4317 | 0.41319 | 1.3528
2026-04-10 | 18 | 5851 | 5843.3695 | 5894.4355 | 16.6693 | 71.4886 | 0 | 0 | 0 | 2.8636 | 0 | 0 | 10.4284 | 15.6148 | 5850.7 | -7.6305 | 43.4355 | 0.13041 | 0.74236
2026-04-10 | 19 | 5947 | 5960.3602 | 6003.2928 | 16.6886 | 71.9773 | 0 | 0 | 0 | 4.0455 | 0 | 0 | 10.9386 | 15.5932 | 5946.79 | 13.3602 | 56.2928 | 0.22465 | 0.94657
2026-04-10 | 20 | 6140 | 6103.6084 | 6155.9543 | 16.708 | 72.4659 | 0 | 0 | 0 | 5.2273 | 0 | 0 | 11.4489 | 15.5716 | 6140.21 | -36.3916 | 15.9543 | 0.5927 | 0.25984
2026-04-10 | 21 | 6408 | 6409.9468 | 6359.6991 | 16.7273 | 72.9545 | 0 | 0 | 0 | 6.4091 | 0 | 0 | 11.9591 | 15.55 | 6407.78 | 1.9468 | -48.3009 | 0.030381 | 0.75376
2026-04-10 | 22 | 6691 | 6634.5454 | 6568.3964 | 16.8239 | 72.4886 | 0 | 0 | 0 | 7.1932 | 0 | 0 | 12.0057 | 15.6398 | 6691.11 | -56.4546 | -122.6036 | 0.84374 | 1.8324
2026-04-10 | 23 | 7010 | 6901.3421 | 6796.7777 | 16.9205 | 72.0227 | 0 | 0 | 0 | 7.9773 | 0 | 0 | 12.0523 | 15.7295 | 7010.26 | -108.6579 | -213.2223 | 1.55 | 3.0417
2026-04-10 | 24 | 7369 | 7211.7496 | 7076.8428 | 17.017 | 71.5568 | 0 | 0 | 0 | 8.7614 | 0 | 0 | 12.0989 | 15.8193 | 7369.44 | -157.2504 | -292.1572 | 2.1339 | 3.9647
2026-04-10 | 25 | 7661 | 7527.2426 | 7327.5207 | 17.1136 | 71.0909 | 0 | 0 | 0 | 9.5455 | 0 | 0.17045 | 12.1455 | 15.9091 | 7661.43 | -133.7574 | -333.4793 | 1.746 | 4.3529
2026-04-10 | 26 | 7870 | 7742.0473 | 7512.3775 | 17.5114 | 69.9318 | 0 | 0 | 0 | 8.6136 | 0 | 0.17045 | 12.1136 | 16.3545 | 7869.55 | -127.9527 | -357.6225 | 1.6258 | 4.5441
2026-04-10 | 27 | 7873 | 7731.7089 | 7562.4104 | 17.9091 | 68.7727 | 0 | 0 | 0 | 7.6818 | 0 | 0.17045 | 12.0818 | 16.8 | 7873.35 | -141.2911 | -310.5896 | 1.7946 | 3.945
2026-04-10 | 28 | 7573 | 7472.522 | 7296.7836 | 18.3068 | 67.6136 | 0 | 0 | 0 | 6.75 | 0 | 0.17045 | 12.05 | 17.2455 | 7572.61 | -100.478 | -276.2164 | 1.3268 | 3.6474
2026-04-10 | 29 | 6935 | 6962.6713 | 6701.4639 | 18.7045 | 66.4545 | 0 | 0 | 0 | 5.8182 | 900 | 11.0682 | 12.0182 | 17.6909 | 6984.84 | 27.6713 | -233.5361 | 0.39901 | 3.3675
2026-04-10 | 30 | 6689 | 6652.1138 | 6538.1573 | 19.3068 | 64.3409 | 0 | 0 | 0 | 4.3864 | 900 | 11.0682 | 11.9773 | 18.3125 | 6768.5 | -36.8862 | -150.8427 | 0.55145 | 2.2551
2026-04-10 | 31 | 6431 | 6418.5754 | 6348.7318 | 19.9091 | 62.2273 | 0 | 0 | 0 | 2.9545 | 900 | 11.0682 | 11.9364 | 18.9341 | 6550.82 | -12.4246 | -82.2682 | 0.1932 | 1.2792
2026-04-10 | 32 | 6209 | 6203.9894 | 6238.135 | 20.5114 | 60.1136 | 0 | 0 | 0 | 1.5227 | 900 | 11.0682 | 11.8955 | 19.5557 | 6328.68 | -5.0106 | 29.135 | 0.080698 | 0.46924
2026-04-10 | 33 | 5772 | 5895.1473 | 5948.1463 | 21.1136 | 58 | 0 | 0 | 0 | 0.090909 | 900 | 46.7955 | 11.8545 | 20.1773 | 5852.46 | 123.1473 | 176.1463 | 2.1335 | 3.0517
2026-04-10 | 34 | 5711 | 5791.5218 | 5986.0599 | 21.7159 | 55.3864 | 0 | 0 | 0 | 0.079545 | 900 | 46.7955 | 12.708 | 20.5898 | 5760.89 | 80.5218 | 275.0599 | 1.4099 | 4.8163
2026-04-10 | 35 | 5687 | 5777.9612 | 6018.8536 | 22.3182 | 52.7727 | 0 | 0 | 0 | 0.068182 | 900 | 46.7955 | 13.5614 | 21.0023 | 5736.57 | 90.9612 | 331.8536 | 1.5995 | 5.8353
2026-04-10 | 36 | 5682 | 5806.7475 | 6050.1314 | 22.9205 | 50.1591 | 0 | 0 | 0 | 0.056818 | 900 | 46.7955 | 14.4148 | 21.4148 | 5731.94 | 124.7475 | 368.1314 | 2.1955 | 6.4789
2026-04-10 | 37 | 5645 | 5821.5359 | 6076.3999 | 23.5227 | 47.5455 | 0 | 0 | 0 | 0.045455 | 900 | 91.1364 | 15.2682 | 21.8273 | 5645.48 | 176.5359 | 431.3999 | 3.1273 | 7.6422
2026-04-10 | 38 | 5560 | 5799.9685 | 6117.279 | 24.0045 | 45.3636 | 0 | 0 | 0 | 0.034091 | 900 | 91.1364 | 15.85 | 22.3261 | 5559.71 | 239.9685 | 557.279 | 4.316 | 10.023
2026-04-10 | 39 | 5566 | 5761.2585 | 6114.6698 | 24.4864 | 43.1818 | 0 | 0 | 0 | 0.022727 | 900 | 91.1364 | 16.4318 | 22.825 | 5566.49 | 195.2585 | 548.6698 | 3.5081 | 9.8575
2026-04-10 | 40 | 5424 | 5727.0252 | 6133.3284 | 24.9682 | 41 | 0 | 0 | 0 | 0.011364 | 900 | 91.1364 | 17.0136 | 23.3239 | 5424.43 | 303.0252 | 709.3284 | 5.5867 | 13.0776
2026-04-10 | 41 | 5289 | 5693.3651 | 6068.6375 | 25.45 | 38.8182 | 0 | 0 | 0 | 0 | 900 | 131.0568 | 17.5955 | 23.8227 | 5288.51 | 404.3651 | 779.6375 | 7.6454 | 14.7407
2026-04-10 | 42 | 5211 | 5647.5293 | 5947.6958 | 25.9739 | 37.3068 | 0 | 0 | 0 | 0 | 900 | 131.0568 | 17.783 | 24.4318 | 5210.68 | 436.5293 | 736.6958 | 8.3771 | 14.1373
2026-04-10 | 43 | 5125 | 5586.2395 | 5854.1939 | 26.4977 | 35.7955 | 0 | 0 | 0 | 0 | 900 | 131.0568 | 17.9705 | 25.0409 | 5125.28 | 461.2395 | 729.1939 | 8.9998 | 14.2282
2026-04-10 | 44 | 5085 | 5514.1729 | 5800.3544 | 27.0216 | 34.2841 | 0 | 0 | 0 | 0 | 900 | 131.0568 | 18.158 | 25.65 | 5084.97 | 429.1729 | 715.3544 | 8.44 | 14.0679
2026-04-10 | 45 | 4971 | 5447.2547 | 5740.5914 | 27.5455 | 32.7727 | 0 | 0 | 0 | 0 | 900 | 160.1023 | 18.3455 | 26.2591 | 4971.35 | 476.2547 | 769.5914 | 9.5807 | 15.4816
2026-04-10 | 46 | 4965 | 5413.9527 | 5714.8091 | 27.8841 | 31.8523 | 0 | 0 | 0 | 0 | 900 | 160.1023 | 18.5852 | 26.5932 | 4964.67 | 448.9527 | 749.8091 | 9.0424 | 15.1019
2026-04-10 | 47 | 4955 | 5428.3276 | 5755.1358 | 28.2227 | 30.9318 | 0 | 0 | 0 | 0 | 900 | 160.1023 | 18.825 | 26.9273 | 4954.84 | 473.3276 | 800.1358 | 9.5525 | 16.148
2026-04-10 | 48 | 4950 | 5468.6203 | 5786.0094 | 28.5614 | 30.0114 | 0 | 0 | 0 | 0 | 900 | 160.1023 | 19.0648 | 27.2614 | 4949.92 | 518.6203 | 836.0094 | 10.4772 | 16.8891
2026-04-10 | 49 | 4965 | 5498.0466 | 5867.3823 | 28.9 | 29.0909 | 0 | 0 | 0 | 0 | 900 | 174.2045 | 19.3045 | 27.5955 | 4964.95 | 533.0466 | 902.3823 | 10.7361 | 18.1749
2026-04-10 | 50 | 4946 | 5491.2275 | 5891.1682 | 29.1409 | 28.3182 | 0 | 0 | 0 | 0 | 900 | 174.2045 | 19.5693 | 27.7318 | 4945.64 | 545.2275 | 945.1682 | 11.0236 | 19.1097
2026-04-10 | 51 | 4865 | 5420.1729 | 5854.7284 | 29.3818 | 27.5455 | 0 | 0 | 0 | 0 | 900 | 174.2045 | 19.8341 | 27.8682 | 4864.77 | 555.1729 | 989.7284 | 11.4116 | 20.3439
2026-04-10 | 52 | 4763 | 5260.6681 | 5795.8394 | 29.6227 | 26.7727 | 0 | 0 | 0 | 0 | 900 | 174.2045 | 20.0989 | 28.0045 | 4762.91 | 497.6681 | 1032.8394 | 10.4486 | 21.6846
2026-04-10 | 53 | 4391 | 5171.6355 | 5454.7353 | 29.8636 | 26 | 0 | 0 | 0 | 0 | 900 | 172.8409 | 20.3636 | 28.1409 | 4391.18 | 780.6355 | 1063.7353 | 17.7781 | 24.2254
2026-04-10 | 54 | 4370 | 5069.6262 | 5398.4374 | 30.0091 | 25.4205 | 0 | 0 | 0 | 0 | 900 | 172.8409 | 20.7216 | 28.075 | 4369.78 | 699.6262 | 1028.4374 | 16.0098 | 23.534
2026-04-10 | 55 | 4573 | 5120.6231 | 5554.8507 | 30.1545 | 24.8409 | 0 | 0 | 0 | 0 | 900 | 172.8409 | 21.0795 | 28.0091 | 4583.1 | 547.6231 | 981.8507 | 11.9751 | 21.4706
2026-04-10 | 56 | 4694 | 5272.9473 | 5687.3354 | 30.3 | 24.2614 | 0 | 0 | 0 | 0 | 900 | 172.8409 | 21.4375 | 27.9432 | 4709.03 | 578.9473 | 993.3354 | 12.3338 | 21.1618
2026-04-10 | 57 | 4783 | 5452.0404 | 5769.1236 | 30.4455 | 23.6818 | 0 | 0 | 0 | 0 | 900 | 155.6477 | 21.7955 | 27.8773 | 4798.47 | 669.0404 | 986.1236 | 13.9879 | 20.6173
2026-04-10 | 58 | 4876 | 5608.8746 | 5948.663 | 30.4591 | 23.5568 | 0 | 0 | 0 | 0 | 900 | 155.6477 | 21.9648 | 27.6739 | 4891.35 | 732.8746 | 1072.663 | 15.0302 | 21.9988
2026-04-10 | 59 | 4924 | 5720.54 | 6072.4912 | 30.4727 | 23.4318 | 0 | 0 | 0 | 0 | 900 | 155.6477 | 22.1341 | 27.4705 | 4938.6 | 796.54 | 1148.4912 | 16.1767 | 23.3244
2026-04-10 | 60 | 4941 | 5789.5265 | 6216.5131 | 30.4864 | 23.3068 | 0 | 0 | 0 | 0 | 900 | 155.6477 | 22.3034 | 27.267 | 4956 | 848.5265 | 1275.5131 | 17.1732 | 25.8149
2026-04-10 | 61 | 4986 | 5836.2116 | 6198.9433 | 30.5 | 23.1818 | 0 | 0 | 0 | 0 | 900 | 124.6477 | 22.4727 | 27.0636 | 5001.1 | 850.2116 | 1212.9433 | 17.052 | 24.327
2026-04-10 | 62 | 5101 | 5887.7948 | 6273.6867 | 30.3977 | 23.4318 | 0 | 0 | 0 | 0 | 900 | 124.6477 | 22.2852 | 26.8477 | 5115.57 | 786.7948 | 1172.6867 | 15.4243 | 22.9893
2026-04-10 | 63 | 5192 | 5959.2486 | 6380.2809 | 30.2955 | 23.6818 | 0 | 0 | 0 | 0 | 900 | 124.6477 | 22.0977 | 26.6318 | 5192.21 | 767.2486 | 1188.2809 | 14.7775 | 22.8868
2026-04-10 | 64 | 5286 | 6039.9878 | 6466.2024 | 30.1932 | 23.9318 | 0 | 0 | 0 | 0 | 900 | 124.6477 | 21.9102 | 26.4159 | 5285.72 | 753.9878 | 1180.2024 | 14.2639 | 22.3269
2026-04-10 | 65 | 5398 | 6116.3104 | 6507.2491 | 30.0909 | 24.1818 | 0 | 0 | 0 | 0 | 900 | 83.6477 | 21.7227 | 26.2 | 5398.27 | 718.3104 | 1109.2491 | 13.307 | 20.5493
2026-04-10 | 66 | 5488 | 6195.6862 | 6572.5015 | 29.8193 | 24.9886 | 0 | 0 | 0 | 0.53409 | 900 | 83.6477 | 20.8239 | 26.117 | 5487.69 | 707.6862 | 1084.5015 | 12.8952 | 19.7613
2026-04-10 | 67 | 5652 | 6292.9316 | 6645.7657 | 29.5477 | 25.7955 | 0 | 0 | 0 | 1.0682 | 900 | 83.6477 | 19.925 | 26.0341 | 5652.49 | 640.9316 | 993.7657 | 11.3399 | 17.5825
2026-04-10 | 68 | 5789 | 6404.2413 | 6711.5583 | 29.2761 | 26.6023 | 0 | 0 | 0 | 1.6023 | 900 | 83.6477 | 19.0261 | 25.9511 | 5788.5 | 615.2413 | 922.5583 | 10.6278 | 15.9364
2026-04-10 | 69 | 5907 | 6502.9479 | 6788.732 | 29.0045 | 27.4091 | 0 | 0 | 0 | 2.1364 | 900 | 39.875 | 18.1273 | 25.8682 | 5907.45 | 595.9479 | 881.732 | 10.0888 | 14.9269
2026-04-10 | 70 | 6044 | 6580.6754 | 6852.0917 | 28.5193 | 28.4091 | 0 | 0 | 0 | 2.2273 | 900 | 39.875 | 17.583 | 25.4818 | 6043.89 | 536.6754 | 808.0917 | 8.8795 | 13.3701
2026-04-10 | 71 | 6132 | 6708.628 | 6886.7446 | 28.0341 | 29.4091 | 0 | 0 | 0 | 2.3182 | 900 | 39.875 | 17.0386 | 25.0955 | 6131.87 | 576.628 | 754.7446 | 9.4036 | 12.3083
2026-04-10 | 72 | 6265 | 6994.2271 | 7052.6411 | 27.5489 | 30.4091 | 0 | 0 | 0 | 2.4091 | 900 | 39.875 | 16.4943 | 24.7091 | 6264.96 | 729.2271 | 787.6411 | 11.6397 | 12.5721
2026-04-10 | 73 | 6931 | 7427.0517 | 7548.9336 | 27.0636 | 31.4091 | 0 | 0 | 0 | 2.5 | 900 | 7.5568 | 15.95 | 24.3227 | 6930.91 | 496.0517 | 617.9336 | 7.157 | 8.9155
2026-04-10 | 74 | 7411 | 7858.4971 | 7885.6277 | 26.625 | 32.3068 | 0 | 0 | 0 | 3.1818 | 900 | 7.5568 | 15.6693 | 23.9398 | 7411.26 | 447.4971 | 474.6277 | 6.0383 | 6.4044
2026-04-10 | 75 | 7733 | 8186.5969 | 8117.2954 | 26.1864 | 33.2045 | 0 | 0 | 0 | 3.8636 | 900 | 7.5568 | 15.3886 | 23.5568 | 7732.96 | 453.5969 | 384.2954 | 5.8657 | 4.9696
2026-04-10 | 76 | 8059 | 8436.7046 | 8265.0082 | 25.7477 | 34.1023 | 0 | 0 | 0 | 4.5455 | 900 | 7.5568 | 15.108 | 23.1739 | 8058.99 | 377.7046 | 206.0082 | 4.6867 | 2.5563
2026-04-10 | 77 | 8508 | 8619.4886 | 8521.086 | 25.3091 | 35 | 0 | 0 | 0 | 5.2273 | 0 | 0 | 14.8273 | 22.7909 | 8508.41 | 111.4886 | 13.086 | 1.3104 | 0.15381
2026-04-10 | 78 | 8705 | 8664.6699 | 8589.1286 | 25.0545 | 35.6818 | 0 | 0 | 0 | 5.4091 | 0 | 0 | 14.9102 | 22.5409 | 8705.45 | -40.3301 | -115.8714 | 0.4633 | 1.3311
2026-04-10 | 79 | 8581 | 8534.7806 | 8424.089 | 24.8 | 36.3636 | 0 | 0 | 0 | 5.5909 | 0 | 0 | 14.9932 | 22.2909 | 8581.15 | -46.2194 | -156.911 | 0.53862 | 1.8286
2026-04-10 | 80 | 8340 | 8290.0527 | 8188.0197 | 24.5455 | 37.0455 | 0 | 0 | 0 | 5.7727 | 0 | 0 | 15.0761 | 22.0409 | 8340.46 | -49.9473 | -151.9803 | 0.59889 | 1.8223
2026-04-10 | 81 | 8084 | 8034.207 | 7875.7 | 24.2909 | 37.7273 | 0 | 0 | 0 | 5.9545 | 0 | 0 | 15.1591 | 21.7909 | 8084.24 | -49.793 | -208.3 | 0.61594 | 2.5767
2026-04-10 | 82 | 7915 | 7838.69 | 7732.2974 | 24.1091 | 38.3409 | 0 | 0 | 0 | 6.4318 | 0 | 0 | 15.1364 | 21.6284 | 7915.47 | -76.31 | -182.7026 | 0.96412 | 2.3083
2026-04-10 | 83 | 7853 | 7705.3572 | 7649.5903 | 23.9273 | 38.9545 | 0 | 0 | 0 | 6.9091 | 0 | 0 | 15.1136 | 21.4659 | 7853.23 | -147.6428 | -203.4097 | 1.8801 | 2.5902
2026-04-10 | 84 | 7775 | 7600.1215 | 7553.7806 | 23.7455 | 39.5682 | 0 | 0 | 0 | 7.3864 | 0 | 0 | 15.0909 | 21.3034 | 7774.55 | -174.8785 | -221.2194 | 2.2492 | 2.8453
2026-04-10 | 85 | 7684 | 7504.3649 | 7454.7997 | 23.5636 | 40.1818 | 0 | 0 | 0 | 7.8636 | 0 | 0 | 15.0682 | 21.1409 | 7684.32 | -179.6351 | -229.2003 | 2.3378 | 2.9828
2026-04-10 | 86 | 7628 | 7408.634 | 7378.8829 | 23.3614 | 40.8636 | 0 | 0 | 0 | 9.8864 | 0 | 0 | 14.8955 | 20.9818 | 7627.86 | -219.366 | -249.1171 | 2.8758 | 3.2658
2026-04-10 | 87 | 7580 | 7288.0875 | 7308.8667 | 23.1591 | 41.5455 | 0 | 0 | 0 | 11.9091 | 0 | 0 | 14.7227 | 20.8227 | 7579.86 | -291.9125 | -271.1333 | 3.8511 | 3.577
2026-04-10 | 88 | 7537 | 7131.8793 | 7161.2683 | 22.9568 | 42.2273 | 0 | 0 | 0 | 13.9318 | 0 | 0 | 14.55 | 20.6636 | 7536.7 | -405.1207 | -375.7317 | 5.3751 | 4.9852
2026-04-10 | 89 | 7468 | 6983.4207 | 7023.2631 | 22.7545 | 42.9091 | 0 | 0 | 0 | 15.9545 | 0 | 0 | 14.3773 | 20.5045 | 7467.62 | -484.5793 | -444.7369 | 6.4887 | 5.9552
2026-04-10 | 90 | 7406 | 6892.7804 | 6964.6341 | 22.6943 | 43.6477 | 0 | 0 | 0 | 18.0795 | 0 | 0 | 14.2 | 20.5239 | 7405.76 | -513.2196 | -441.3659 | 6.9298 | 5.9596
2026-04-10 | 91 | 7309 | 6841.9613 | 6900.7622 | 22.6341 | 44.3864 | 0 | 0 | 0 | 20.2045 | 0 | 0 | 14.0227 | 20.5432 | 7309.34 | -467.0387 | -408.2378 | 6.3899 | 5.5854
2026-04-10 | 92 | 7208 | 6773.9693 | 6855.9924 | 22.5739 | 45.125 | 0 | 0 | 0 | 22.3295 | 0 | 0 | 13.8455 | 20.5625 | 7207.84 | -434.0307 | -352.0076 | 6.0215 | 4.8836
2026-04-10 | 93 | 7058 | 6670.1524 | 6751.6688 | 22.5136 | 45.8636 | 0 | 0 | 0 | 24.4545 | 0 | 0 | 13.6682 | 20.5818 | 7058.03 | -387.8476 | -306.3312 | 5.4951 | 4.3402
2026-04-10 | 94 | 6960 | 6557.9882 | 6656.1546 | 22.408 | 46.3295 | 0 | 0 | 0 | 27.1818 | 0 | 0 | 13.5261 | 20.5182 | 6959.67 | -402.0118 | -303.8454 | 5.776 | 4.3656
2026-04-10 | 95 | 6856 | 6466.0888 | 6580.342 | 22.3023 | 46.7955 | 0 | 0 | 0 | 29.9091 | 0 | 0 | 13.3841 | 20.4545 | 6856.38 | -389.9112 | -275.658 | 5.6872 | 4.0207
2026-04-10 | 96 | 6799 | 6395.1619 | 6507.3771 | 22.1966 | 47.2614 | 0 | 0 | 0 | 32.6364 | 0 | 0 | 13.242 | 20.3909 | 6799.37 | -403.8381 | -291.6229 | 5.9397 | 4.2892
2026-04-11 | 1 | 6700 | 6658.7306 | 6239.1585 | 22.0909 | 47.7273 | 0 | 0 | 0 | 35.3636 | 0 | 0 | 13.1 | 20.3273 | 6700.22 | -41.2694 | -460.8415 | 0.61596 | 6.8782
2026-04-11 | 2 | 6633 | 6539.9002 | 6195.2644 | 21.9352 | 48.3409 | 0 | 0 | 0 | 33.5455 | 0 | 0 | 12.958 | 20.2114 | 6633.32 | -93.0998 | -437.7356 | 1.4036 | 6.5994
2026-04-11 | 3 | 6571 | 6489.7834 | 6140.2588 | 21.7795 | 48.9545 | 0 | 0 | 0 | 31.7273 | 0 | 0 | 12.8159 | 20.0955 | 6571.3 | -81.2166 | -430.7412 | 1.236 | 6.5552
2026-04-11 | 4 | 6533 | 6412.7343 | 6052.4105 | 21.6239 | 49.5682 | 0 | 0 | 0 | 29.9091 | 0 | 0 | 12.6739 | 19.9795 | 6533.18 | -120.2657 | -480.5895 | 1.8409 | 7.3563
2026-04-11 | 5 | 6439 | 6332.8323 | 5960.0438 | 21.4682 | 50.1818 | 0 | 0 | 0 | 28.0909 | 0 | 0 | 12.5318 | 19.8636 | 6438.82 | -106.1677 | -478.9562 | 1.6488 | 7.4384
2026-04-11 | 6 | 6382 | 6272.7529 | 5894.1816 | 21.2864 | 50.9545 | 0 | 0 | 0 | 27.6477 | 0 | 0 | 12.3557 | 19.7216 | 6382.23 | -109.2471 | -487.8184 | 1.7118 | 7.6437
2026-04-11 | 7 | 6311 | 6237.3264 | 5863.4088 | 21.1045 | 51.7273 | 0 | 0 | 0 | 27.2045 | 0 | 0 | 12.1795 | 19.5795 | 6311.3 | -73.6736 | -447.5912 | 1.1674 | 7.0922
2026-04-11 | 8 | 6295 | 6215.3508 | 5851.0336 | 20.9227 | 52.5 | 0 | 0 | 0 | 26.7614 | 0 | 0 | 12.0034 | 19.4375 | 6295.44 | -79.6492 | -443.9664 | 1.2653 | 7.0527
2026-04-11 | 9 | 6266 | 6190.3046 | 5833.178 | 20.7409 | 53.2727 | 0 | 0 | 0 | 26.3182 | 0 | 0 | 11.8273 | 19.2955 | 6265.57 | -75.6954 | -432.822 | 1.208 | 6.9075
2026-04-11 | 10 | 6238 | 6156.3064 | 5801.298 | 20.5932 | 53.9091 | 0 | 0 | 0 | 27.8636 | 0 | 0 | 11.6648 | 19.1761 | 6237.93 | -81.6936 | -436.702 | 1.3096 | 7.0007
2026-04-11 | 11 | 6211 | 6124.906 | 5768.1875 | 20.4455 | 54.5455 | 0 | 0 | 0 | 29.4091 | 0 | 0 | 11.5023 | 19.0568 | 6211.42 | -86.094 | -442.8125 | 1.3862 | 7.1295
2026-04-11 | 12 | 6179 | 6107.6829 | 5749.2099 | 20.2977 | 55.1818 | 0 | 0 | 0 | 30.9545 | 0 | 0 | 11.3398 | 18.9375 | 6178.78 | -71.3171 | -429.7901 | 1.1542 | 6.9557
2026-04-11 | 13 | 6153 | 6101.3358 | 5745.1067 | 20.15 | 55.8182 | 0 | 0 | 0 | 32.5 | 0 | 0 | 11.1773 | 18.8182 | 6152.97 | -51.6642 | -407.8933 | 0.83966 | 6.6292
2026-04-11 | 14 | 6156 | 6098.126 | 5747.9868 | 20.0386 | 56.2841 | 0 | 0 | 0 | 30.2386 | 0 | 0 | 11.3114 | 18.7034 | 6156.48 | -57.874 | -408.0132 | 0.94012 | 6.6279
2026-04-11 | 15 | 6152 | 6102.9849 | 5758.3843 | 19.9273 | 56.75 | 0 | 0 | 0 | 27.9773 | 0 | 0 | 11.4455 | 18.5886 | 6151.81 | -49.0151 | -393.6157 | 0.79673 | 6.3982
2026-04-11 | 16 | 6195 | 6131.9335 | 5789.8677 | 19.8159 | 57.2159 | 0 | 0 | 0 | 25.7159 | 0 | 0 | 11.5795 | 18.4739 | 6195.06 | -63.0665 | -405.1323 | 1.018 | 6.5397
2026-04-11 | 17 | 6248 | 6193.7668 | 5853.9626 | 19.7045 | 57.6818 | 0 | 0 | 0 | 23.4545 | 0 | 0 | 11.7136 | 18.3591 | 6248.45 | -54.2332 | -394.0374 | 0.86801 | 6.3066
2026-04-11 | 18 | 6357 | 6281.1946 | 5947.4927 | 19.7182 | 58.3295 | 0 | 0 | 0 | 23.3523 | 0 | 0 | 11.6114 | 18.433 | 6357.33 | -75.8054 | -409.5073 | 1.1925 | 6.4418
2026-04-11 | 19 | 6491 | 6384.3283 | 6062.5271 | 19.7318 | 58.9773 | 0 | 0 | 0 | 23.25 | 0 | 0 | 11.5091 | 18.5068 | 6490.79 | -106.6717 | -428.4729 | 1.6434 | 6.601
2026-04-11 | 20 | 6654 | 6510.4452 | 6203.6796 | 19.7455 | 59.625 | 0 | 0 | 0 | 23.1477 | 0 | 0 | 11.4068 | 18.5807 | 6654.02 | -143.5548 | -450.3204 | 2.1574 | 6.7677
2026-04-11 | 21 | 6785 | 6677.6168 | 6382.0138 | 19.7591 | 60.2727 | 0 | 0 | 0 | 23.0455 | 0 | 0 | 11.3045 | 18.6545 | 6784.87 | -107.3832 | -402.9862 | 1.5827 | 5.9394
2026-04-11 | 22 | 6903 | 6892.4629 | 6599.3403 | 19.7898 | 60.3182 | 0 | 0 | 0 | 27.1818 | 0 | 0 | 11.3932 | 18.6955 | 6902.7 | -10.5371 | -303.6597 | 0.15264 | 4.399
2026-04-11 | 23 | 7060 | 7155.1498 | 6856.6139 | 19.8205 | 60.3636 | 0 | 0 | 0 | 31.3182 | 0 | 0 | 11.4818 | 18.7364 | 7109.84 | 95.1498 | -203.3861 | 1.3477 | 2.8808
2026-04-11 | 24 | 7256 | 7238.6607 | 7155.0023 | 19.8511 | 60.4091 | 0 | 0 | 0 | 35.4545 | 0 | 0 | 11.5705 | 18.7773 | 7355.55 | -17.3393 | -100.9977 | 0.23896 | 1.3919
2026-04-11 | 25 | 7498 | 7538.597 | 7457.2455 | 19.8818 | 60.4545 | 0 | 0 | 0 | 39.5909 | 0 | 0.17045 | 11.6591 | 18.8182 | 7597.66 | 40.597 | -40.7545 | 0.54144 | 0.54354
2026-04-11 | 26 | 7653 | 7728.4543 | 7654.8357 | 20.2886 | 59.5682 | 0 | 0 | 0 | 43.6136 | 0 | 0.17045 | 11.7557 | 19.2591 | 7753.31 | 75.4543 | 1.8357 | 0.98594 | 0.023987
2026-04-11 | 27 | 7675 | 7678.3917 | 7617.2771 | 20.6955 | 58.6818 | 0 | 0 | 0 | 47.6364 | 0 | 0.17045 | 11.8523 | 19.7 | 7775.19 | 3.3917 | -57.7229 | 0.044191 | 0.75209
2026-04-11 | 28 | 7404 | 7385.3897 | 7329.8604 | 21.1023 | 57.7955 | 0 | 0 | 0 | 51.6591 | 0 | 0.17045 | 11.9489 | 20.1409 | 7654.05 | -18.6103 | -74.1396 | 0.25135 | 1.0013
2026-04-11 | 29 | 6845 | 7023.0645 | 6953.1079 | 21.5091 | 56.9091 | 0.0090909 | 0.0090909 | 0 | 55.6818 | 706.4734 | 8.5568 | 12.0455 | 20.5818 | 7145.2 | 178.0645 | 108.1079 | 2.6014 | 1.5794
2026-04-11 | 30 | 6701 | 6749.0444 | 6653.1037 | 21.9693 | 55.7045 | 0.0090909 | 0.0090909 | 0 | 51.3409 | 706.4734 | 8.5568 | 11.792 | 21.1 | 6900.56 | 48.0444 | -47.8963 | 0.71697 | 0.71476
2026-04-11 | 31 | 6531 | 6729.985 | 6426.0806 | 22.4295 | 54.5 | 0.0090909 | 0.0090909 | 0 | 47 | 706.4734 | 8.5568 | 11.5386 | 21.6182 | 6581.32 | 198.985 | -104.9194 | 3.0468 | 1.6065
2026-04-11 | 32 | 6374 | 6462.9791 | 6197.158 | 22.8898 | 53.2955 | 0.0090909 | 0.0090909 | 0 | 42.6591 | 706.4734 | 8.5568 | 11.2852 | 22.1364 | 6373.96 | 88.9791 | -176.842 | 1.396 | 2.7744
2026-04-11 | 33 | 5984 | 5882.955 | 5985.7728 | 23.35 | 52.0909 | 0.0056818 | 0.0056818 | 0 | 38.3182 | 663.162 | 28.1136 | 11.0318 | 22.6545 | 5984.4 | -101.045 | 1.7728 | 1.6886 | 0.029626
2026-04-11 | 34 | 5974 | 5829.5149 | 5863.6503 | 23.8659 | 50.4659 | 0.0056818 | 0.0056818 | 0 | 33.5 | 663.162 | 28.1136 | 10.8932 | 23.1716 | 5974.23 | -144.4851 | -110.3497 | 2.4186 | 1.8472
2026-04-11 | 35 | 5974 | 5799.8561 | 5844.8001 | 24.3818 | 48.8409 | 0.0056818 | 0.0056818 | 0 | 28.6818 | 663.162 | 28.1136 | 10.7545 | 23.6886 | 5973.9 | -174.1439 | -129.1999 | 2.915 | 2.1627
2026-04-11 | 36 | 5992 | 5807.2247 | 5874.8076 | 24.8977 | 47.2159 | 0.0056818 | 0.0056818 | 0 | 23.8636 | 663.162 | 28.1136 | 10.6159 | 24.2057 | 5991.5 | -184.7753 | -117.1924 | 3.0837 | 1.9558
2026-04-11 | 37 | 5926 | 5783.9544 | 5879.9963 | 25.4136 | 45.5909 | 0 | 0 | 0 | 19.0455 | 718.8136 | 60.8068 | 10.4773 | 24.7227 | 5926.32 | -142.0456 | -46.0037 | 2.397 | 0.7763
2026-04-11 | 38 | 5964 | 5783.2313 | 5830.6596 | 26.0489 | 43.4659 | 0 | 0 | 0 | 18.7045 | 718.8136 | 60.8068 | 10.6784 | 25.4148 | 5964.2 | -180.7687 | -133.3404 | 3.031 | 2.2358
2026-04-11 | 39 | 5946 | 5755.5665 | 5761.2623 | 26.6841 | 41.3409 | 0 | 0 | 0 | 18.3636 | 718.8136 | 60.8068 | 10.8795 | 26.1068 | 5725.65 | -190.4335 | -184.7377 | 3.2027 | 3.1069
2026-04-11 | 40 | 5781 | 5718.945 | 5714.5775 | 27.3193 | 39.2159 | 0 | 0 | 0 | 18.0227 | 718.8136 | 60.8068 | 11.0807 | 26.7989 | 5660.85 | -62.055 | -66.4225 | 1.0734 | 1.149
2026-04-11 | 41 | 5709 | 5617.3151 | 5696.1277 | 27.9545 | 37.0909 | 0.0068182 | 0.0068182 | 0 | 17.6818 | 894.2108 | 110.0909 | 11.2818 | 27.4909 | 5659.06 | -91.6849 | -12.8723 | 1.606 | 0.22547
2026-04-11 | 42 | 5716 | 5477.3957 | 5682.1751 | 28.3784 | 35.8068 | 0.0068182 | 0.0068182 | 0 | 24.0568 | 894.2108 | 110.0909 | 11.2045 | 28.05 | 5666.47 | -238.6043 | -33.8249 | 4.1743 | 0.59176
2026-04-11 | 43 | 5704 | 5380.8153 | 5643.8191 | 28.8023 | 34.5227 | 0.0068182 | 0.0068182 | 0 | 30.4318 | 894.2108 | 110.0909 | 11.1273 | 28.6091 | 5704.3 | -323.1847 | -60.1809 | 5.6659 | 1.0551
2026-04-11 | 44 | 5630 | 5302.561 | 5571.1981 | 29.2261 | 33.2386 | 0.0068182 | 0.0068182 | 0 | 36.8068 | 894.2108 | 110.0909 | 11.05 | 29.1682 | 5580.14 | -327.439 | -58.8019 | 5.816 | 1.0444
2026-04-11 | 45 | 5548 | 5216.4346 | 5490.2411 | 29.65 | 31.9545 | 0 | 0 | 0 | 43.1818 | 900 | 139.3182 | 10.9727 | 29.7273 | 5547.69 | -331.5654 | -57.7589 | 5.9763 | 1.0411
2026-04-11 | 46 | 5568 | 5193.0034 | 5447.5189 | 29.8523 | 31.3977 | 0 | 0 | 0 | 47.3182 | 900 | 139.3182 | 10.925 | 29.8523 | 5567.59 | -374.9966 | -120.4811 | 6.7349 | 2.1638
2026-04-11 | 47 | 5622 | 5174.4091 | 5461.8219 | 30.0545 | 30.8409 | 0 | 0 | 0 | 51.4545 | 900 | 139.3182 | 10.8773 | 29.9773 | 5622.12 | -447.5909 | -160.1781 | 7.9614 | 2.8491
2026-04-11 | 48 | 5655 | 5166.9814 | 5502.1078 | 30.2568 | 30.2841 | 0 | 0 | 0 | 55.5909 | 900 | 139.3182 | 10.8295 | 30.1023 | 5655.07 | -488.0186 | -152.8922 | 8.6299 | 2.7037
2026-04-11 | 49 | 5768 | 5217.5495 | 5523.8019 | 30.4591 | 29.7273 | 0 | 0 | 0 | 59.7273 | 777.374 | 109.8295 | 10.7818 | 30.2273 | 5767.94 | -550.4505 | -244.1981 | 9.5432 | 4.2337
2026-04-11 | 50 | 5796 | 5212.7854 | 5504.0377 | 30.5932 | 29.2386 | 0 | 0 | 0 | 57.8409 | 777.374 | 109.8295 | 11.125 | 30.2523 | 5796.17 | -583.2146 | -291.9623 | 10.0624 | 5.0373
2026-04-11 | 51 | 5712 | 5133.176 | 5424.0502 | 30.7273 | 28.75 | 0 | 0 | 0 | 55.9545 | 777.374 | 109.8295 | 11.4682 | 30.2773 | 5711.99 | -578.824 | -287.9498 | 10.1335 | 5.0411
2026-04-11 | 52 | 5597 | 5008.0932 | 5267.9877 | 30.8614 | 28.2614 | 0 | 0 | 0 | 54.0682 | 777.374 | 109.8295 | 11.8114 | 30.3023 | 5596.91 | -588.9068 | -329.0123 | 10.5218 | 5.8784
2026-04-11 | 53 | 5233 | 4557.3041 | 5084.1851 | 30.9955 | 27.7727 | 0 | 0 | 0 | 52.1818 | 788.1024 | 104.1023 | 12.1545 | 30.3273 | 5232.95 | -675.6959 | -148.8149 | 12.9122 | 2.8438
2026-04-11 | 54 | 5184 | 4479.0378 | 4975.8053 | 31.0455 | 27.5455 | 0 | 0 | 0 | 49.2955 | 788.1024 | 104.1023 | 12.1 | 30.2534 | 5183.97 | -704.9622 | -208.1947 | 13.5988 | 4.0161
2026-04-11 | 55 | 5392 | 4645.1333 | 5001.5869 | 31.0955 | 27.3182 | 0 | 0 | 0 | 46.4091 | 788.1024 | 104.1023 | 12.0455 | 30.1795 | 5392.4 | -746.8667 | -390.4131 | 13.8514 | 7.2406
2026-04-11 | 56 | 5579 | 4737.0428 | 5144.0539 | 31.1455 | 27.0909 | 0 | 0 | 0 | 43.5227 | 788.1024 | 104.1023 | 11.9909 | 30.1057 | 5579.22 | -841.9572 | -434.9461 | 15.0915 | 7.7961
2026-04-11 | 57 | 5338 | 4836.4029 | 5344.3716 | 31.1955 | 26.8636 | 0 | 0 | 0 | 40.6364 | 849.5342 | 94.2955 | 11.9364 | 30.0318 | 5387.59 | -501.5971 | 6.3716 | 9.3967 | 0.11936
2026-04-11 | 58 | 5553 | 5065.4533 | 5534.2017 | 31.2057 | 26.7614 | 0 | 0 | 0 | 38.0682 | 849.5342 | 94.2955 | 11.7545 | 29.9466 | 5628.09 | -487.5467 | -18.7983 | 8.7799 | 0.33852
2026-04-11 | 59 | 5633 | 5176.4805 | 5671.7597 | 31.2159 | 26.6591 | 0 | 0 | 0 | 35.5 | 849.5342 | 94.2955 | 11.5727 | 29.8614 | 5708.22 | -456.5195 | 38.7597 | 8.1044 | 0.68808
2026-04-11 | 60 | 5693 | 5289.9528 | 5757.0292 | 31.2261 | 26.5568 | 0 | 0 | 0 | 32.9318 | 849.5342 | 94.2955 | 11.3909 | 29.7761 | 5767.84 | -403.0472 | 64.0292 | 7.0797 | 1.1247
2026-04-11 | 61 | 5673 | 5270.699 | 5814.8993 | 31.2364 | 26.4545 | 0 | 0 | 0 | 30.3636 | 854.1491 | 82.0114 | 11.2091 | 29.6909 | 5747.63 | -402.301 | 141.8993 | 7.0915 | 2.5013
2026-04-11 | 62 | 5674 | 5360.8935 | 5876.1739 | 31.1659 | 26.5227 | 0 | 0 | 0 | 30.3523 | 854.1491 | 82.0114 | 11.1432 | 29.5761 | 5748.52 | -313.1065 | 202.1739 | 5.5183 | 3.5632
2026-04-11 | 63 | 5722 | 5462.7975 | 5959.7569 | 31.0955 | 26.5909 | 0 | 0 | 0 | 30.3409 | 854.1491 | 82.0114 | 11.0773 | 29.4614 | 5797.27 | -259.2025 | 237.7569 | 4.5299 | 4.1551
2026-04-11 | 64 | 5796 | 5570.973 | 6059.2422 | 31.025 | 26.6591 | 0 | 0 | 0 | 30.3295 | 854.1491 | 82.0114 | 11.0114 | 29.3466 | 5846.06 | -225.027 | 263.2422 | 3.8825 | 4.5418
2026-04-11 | 65 | 5886 | 5663.8321 | 6156.4373 | 30.9545 | 26.7273 | 0 | 0 | 0 | 30.3182 | 900 | 58.7159 | 10.9455 | 29.2318 | 5885.54 | -222.1679 | 270.4373 | 3.7745 | 4.5946
2026-04-11 | 66 | 5958 | 5781.7566 | 6250.2103 | 30.6932 | 27.2727 | 0 | 0 | 0 | 30.9659 | 900 | 58.7159 | 10.9909 | 28.9784 | 5958.33 | -176.2434 | 292.2103 | 2.9581 | 4.9045
2026-04-11 | 67 | 6048 | 5904.9004 | 6355.2169 | 30.4318 | 27.8182 | 0 | 0 | 0 | 31.6136 | 900 | 58.7159 | 11.0364 | 28.725 | 6047.96 | -143.0996 | 307.2169 | 2.3661 | 5.0796
2026-04-11 | 68 | 6125 | 6032.998 | 6472.0107 | 30.1705 | 28.3636 | 0 | 0 | 0 | 32.2614 | 900 | 58.7159 | 11.0818 | 28.4716 | 6124.55 | -92.002 | 347.0107 | 1.5021 | 5.6655
2026-04-11 | 69 | 6279 | 6186.8896 | 6578.1196 | 29.9091 | 28.9091 | 0.0045455 | 0.0045455 | 0 | 32.9091 | 900 | 28.3295 | 11.1273 | 28.2182 | 6279.48 | -92.1104 | 299.1196 | 1.467 | 4.7638
2026-04-11 | 70 | 6393 | 6331.8538 | 6668.7717 | 29.3545 | 30.2727 | 0.0045455 | 0.0045455 | 0 | 28.3977 | 900 | 28.3295 | 10.6705 | 27.7818 | 6392.87 | -61.1462 | 275.7717 | 0.95646 | 4.3137
2026-04-11 | 71 | 6447 | 6422.8647 | 6814.4103 | 28.8 | 31.6364 | 0.0045455 | 0.0045455 | 0 | 23.8864 | 900 | 28.3295 | 10.2136 | 27.3455 | 6446.83 | -24.1353 | 367.4103 | 0.37437 | 5.6989
2026-04-11 | 72 | 6803 | 6626.3464 | 7119.7973 | 28.2455 | 33 | 0.0045455 | 0.0045455 | 0 | 19.375 | 900 | 28.3295 | 9.7568 | 26.9091 | 6803.2 | -176.6536 | 316.7973 | 2.5967 | 4.6567
2026-04-11 | 73 | 7549 | 7092.1283 | 7572.285 | 27.6909 | 34.3636 | 0 | 0 | 0 | 14.8636 | 613.2884 | 5.8182 | 9.3 | 26.4727 | 7549.16 | -456.8717 | 23.285 | 6.0521 | 0.30845
2026-04-11 | 74 | 8020 | 7559.7995 | 8020.4346 | 27.2227 | 35.3068 | 0 | 0 | 0 | 16.2159 | 613.2884 | 5.8182 | 9.3716 | 25.9841 | 8020.49 | -460.2005 | 0.43457 | 5.7382 | 0.0054186
2026-04-11 | 75 | 8250 | 7831.0991 | 8359.3812 | 26.7545 | 36.25 | 0 | 0 | 0 | 17.5682 | 613.2884 | 5.8182 | 9.4432 | 25.4955 | 8249.6 | -418.9009 | 109.3812 | 5.0776 | 1.3258
2026-04-11 | 76 | 8283 | 8053.8364 | 8611.02 | 26.2864 | 37.1932 | 0 | 0 | 0 | 18.9205 | 613.2884 | 5.8182 | 9.5148 | 25.0068 | 8283.49 | -229.1636 | 328.02 | 2.7667 | 3.9602
2026-04-11 | 77 | 8653 | 8420.138 | 8787.4225 | 25.8182 | 38.1364 | 0 | 0 | 0 | 20.2727 | 0 | 0 | 9.5864 | 24.5182 | 8653.15 | -232.862 | 134.4225 | 2.6911 | 1.5535
2026-04-11 | 78 | 8824 | 8546.8954 | 8826.9819 | 25.5125 | 38.8409 | 0 | 0 | 0 | 18.5795 | 0 | 0 | 9.542 | 24.225 | 8824.4 | -277.1046 | 2.9819 | 3.1404 | 0.033793
2026-04-11 | 79 | 8694 | 8408.3128 | 8694.7611 | 25.2068 | 39.5455 | 0 | 0 | 0 | 16.8864 | 0 | 0 | 9.4977 | 23.9318 | 8743.92 | -285.6872 | 0.76109 | 3.286 | 0.0087542
2026-04-11 | 80 | 8457 | 8281.6605 | 8442.4828 | 24.9011 | 40.25 | 0 | 0 | 0 | 15.1932 | 0 | 0 | 9.4534 | 23.6386 | 8531.68 | -175.3395 | -14.5172 | 2.0733 | 0.17166
2026-04-11 | 81 | 8160 | 7994.7411 | 8173.1218 | 24.5955 | 40.9545 | 0 | 0 | 0 | 13.5 | 0 | 0 | 9.4091 | 23.3455 | 8235.12 | -165.2589 | 13.1218 | 2.0252 | 0.16081
2026-04-11 | 82 | 7981 | 7864.6581 | 7974.024 | 24.3648 | 41.5909 | 0 | 0 | 0 | 16.7727 | 0 | 0 | 9.1955 | 23.1386 | 8130.96 | -116.3419 | -6.976 | 1.4577 | 0.087407
2026-04-11 | 83 | 7893 | 7780.7452 | 7861.9019 | 24.1341 | 42.2273 | 0 | 0 | 0 | 20.0455 | 0 | 0 | 8.9818 | 22.9318 | 7967.92 | -112.2548 | -31.0981 | 1.4222 | 0.394
2026-04-11 | 84 | 7799 | 7685.6672 | 7801.1431 | 23.9034 | 42.8636 | 0 | 0 | 0 | 23.3182 | 0 | 0 | 8.7682 | 22.725 | 7799.19 | -113.3328 | 2.1431 | 1.4532 | 0.027479
2026-04-11 | 85 | 7707 | 7540.8792 | 7756.5957 | 23.6727 | 43.5 | 0 | 0 | 0 | 26.5909 | 0 | 0 | 8.5545 | 22.5182 | 7706.74 | -166.1208 | 49.5957 | 2.1555 | 0.64352
2026-04-11 | 86 | 7560 | 7429.1239 | 7700.3956 | 23.4614 | 44.2386 | 0 | 0 | 0 | 27.6705 | 0 | 0 | 8.2625 | 22.3773 | 7560.48 | -130.8761 | 140.3956 | 1.7312 | 1.8571
2026-04-11 | 87 | 7459 | 7335.6494 | 7597.0594 | 23.25 | 44.9773 | 0 | 0 | 0 | 28.75 | 0 | 0 | 7.9705 | 22.2364 | 7458.89 | -123.3506 | 138.0594 | 1.6537 | 1.8509
2026-04-11 | 88 | 7336 | 7179.0806 | 7431.3514 | 23.0386 | 45.7159 | 0 | 0 | 0 | 29.8295 | 0 | 0 | 7.6784 | 22.0955 | 7335.78 | -156.9194 | 95.3514 | 2.139 | 1.2998
2026-04-11 | 89 | 7316 | 7056.0297 | 7256.6103 | 22.8273 | 46.4545 | 0 | 0 | 0 | 30.9091 | 0 | 0 | 7.3864 | 21.9545 | 7316.15 | -259.9703 | -59.3897 | 3.5534 | 0.81178
2026-04-11 | 90 | 7393 | 7006.0237 | 7149.2395 | 22.8489 | 47.0682 | 0 | 0 | 0 | 31.2955 | 0 | 0 | 7.4898 | 22.033 | 7393 | -386.9763 | -243.7605 | 5.2344 | 3.2972
2026-04-11 | 91 | 7647 | 6975.4236 | 7101.7026 | 22.8705 | 47.6818 | 0 | 0 | 0 | 31.6818 | 0 | 0 | 7.5932 | 22.1114 | 7297.19 | -671.5764 | -545.2974 | 8.7822 | 7.1309
2026-04-11 | 92 | 7593 | 6928.2863 | 7035.0702 | 22.892 | 48.2955 | 0 | 0 | 0 | 32.0682 | 0 | 0 | 7.6966 | 22.1898 | 7042.58 | -664.7137 | -557.9298 | 8.7543 | 7.3479
2026-04-11 | 93 | 7458 | 6868.3031 | 6912.4722 | 22.9136 | 48.9091 | 0 | 0 | 0 | 32.4545 | 0 | 0 | 7.8 | 22.2682 | 7082.53 | -589.6969 | -545.5278 | 7.9069 | 7.3147
2026-04-11 | 94 | 7349 | 6815.0176 | 6773.1013 | 22.7693 | 49.4545 | 0 | 0 | 0 | 28.7614 | 0 | 0 | 7.858 | 22.1182 | 7298.97 | -533.9824 | -575.8987 | 7.2661 | 7.8364
2026-04-11 | 95 | 7242 | 6762.1737 | 6665.273 | 22.625 | 50 | 0 | 0 | 0 | 25.0682 | 0 | 0 | 7.9159 | 21.9682 | 7142.08 | -479.8263 | -576.727 | 6.6256 | 7.9636
2026-04-11 | 96 | 7164 | 6700.6017 | 6593.3564 | 22.4807 | 50.5455 | 0 | 0 | 0 | 21.375 | 0 | 0 | 7.9739 | 21.8182 | 7013.61 | -463.3983 | -570.6436 | 6.4684 | 7.9654
2026-04-12 | 1 | 6963 | 6938.9404 | 6462.8801 | 22.3364 | 51.0909 | 0.010227 | 0.010227 | 0 | 17.6818 | 0 | 0 | 8.0318 | 21.6682 | 6962.5 | -24.0596 | -500.1199 | 0.34554 | 7.1825
2026-04-12 | 2 | 6937 | 6828.9818 | 6456.2905 | 22.1886 | 51.4545 | 0.010227 | 0.010227 | 0 | 16.1591 | 0 | 0 | 7.8159 | 21.5443 | 6936.63 | -108.0182 | -480.7095 | 1.5571 | 6.9296
2026-04-12 | 3 | 6875 | 6775.8675 | 6414.7111 | 22.0409 | 51.8182 | 0.010227 | 0.010227 | 0 | 14.6364 | 0 | 0 | 7.6 | 21.4205 | 6875.17 | -99.1325 | -460.2889 | 1.4419 | 6.6951
2026-04-12 | 4 | 6805 | 6700.5118 | 6346.1913 | 21.8932 | 52.1818 | 0.010227 | 0.010227 | 0 | 13.1136 | 0 | 0 | 7.3841 | 21.2966 | 6805.09 | -104.4882 | -458.8087 | 1.5355 | 6.7422
2026-04-12 | 5 | 6730 | 6625.2582 | 6272.4512 | 21.7455 | 52.5455 | 0 | 0 | 0 | 11.5909 | 0 | 0 | 7.1682 | 21.1727 | 6730.05 | -104.7418 | -457.5488 | 1.5563 | 6.7986
2026-04-12 | 6 | 6662 | 6563.8246 | 6215.9584 | 21.5114 | 53.4091 | 0 | 0 | 0 | 11.2159 | 0 | 0 | 6.892 | 20.983 | 6662.26 | -98.1754 | -446.0416 | 1.4737 | 6.6953
2026-04-12 | 7 | 6622 | 6520.3463 | 6182.1819 | 21.2773 | 54.2727 | 0 | 0 | 0 | 10.8409 | 0 | 0 | 6.6159 | 20.7932 | 6622.26 | -101.6537 | -439.8181 | 1.5351 | 6.6418
2026-04-12 | 8 | 6579 | 6495.4005 | 6162.3835 | 21.0432 | 55.1364 | 0 | 0 | 0 | 10.4659 | 0 | 0 | 6.3398 | 20.6034 | 6579.38 | -83.5995 | -416.6165 | 1.2707 | 6.3325
2026-04-12 | 9 | 6540 | 6477.4618 | 6141.7212 | 20.8091 | 56 | 0 | 0 | 0 | 10.0909 | 0 | 0 | 6.0636 | 20.4136 | 6540.43 | -62.5382 | -398.2788 | 0.95624 | 6.0899
2026-04-12 | 10 | 6507 | 6452.3315 | 6111.953 | 20.5784 | 56.8864 | 0 | 0 | 0 | 9.9318 | 0 | 0 | 5.9057 | 20.2159 | 6507.04 | -54.6685 | -395.047 | 0.84015 | 6.0711
2026-04-12 | 11 | 6486 | 6425.431 | 6082.3304 | 20.3477 | 57.7727 | 0 | 0 | 0 | 9.7727 | 0 | 0 | 5.7477 | 20.0182 | 6486.06 | -60.569 | -403.6696 | 0.93384 | 6.2237
2026-04-12 | 12 | 6458 | 6412.7376 | 6065.7264 | 20.117 | 58.6591 | 0 | 0 | 0 | 9.6136 | 0 | 0 | 5.5898 | 19.8205 | 6458.04 | -45.2624 | -392.2736 | 0.70087 | 6.0742
2026-04-12 | 13 | 6430 | 6416.8717 | 6060.1803 | 19.8864 | 59.5455 | 0 | 0 | 0 | 9.4545 | 0 | 0 | 5.4318 | 19.6227 | 6429.66 | -13.1283 | -369.8197 | 0.20417 | 5.7515
2026-04-12 | 14 | 6438 | 6425.8873 | 6056.784 | 19.7318 | 60.1818 | 0 | 0 | 0 | 8.6932 | 0 | 0 | 5.3455 | 19.4909 | 6437.77 | -12.1127 | -381.216 | 0.18814 | 5.9213
2026-04-12 | 15 | 6434 | 6432.6287 | 6059.5799 | 19.5773 | 60.8182 | 0 | 0 | 0 | 7.9318 | 0 | 0 | 5.2591 | 19.3591 | 6434.44 | -1.3713 | -374.4201 | 0.021313 | 5.8194
2026-04-12 | 16 | 6445 | 6446.2851 | 6085.4187 | 19.4227 | 61.4545 | 0 | 0 | 0 | 7.1705 | 0 | 0 | 5.1727 | 19.2273 | 6444.83 | 1.2851 | -359.5813 | 0.019939 | 5.5792
2026-04-12 | 17 | 6498 | 6483.7258 | 6143.5177 | 19.2682 | 62.0909 | 0 | 0 | 0 | 6.4091 | 0 | 0 | 5.0864 | 19.0955 | 6498.08 | -14.2742 | -354.4823 | 0.21967 | 5.4553
2026-04-12 | 18 | 6583 | 6554.6005 | 6225.7702 | 19.2034 | 63.7045 | 0 | 0 | 0 | 5.9886 | 0 | 0 | 5.6511 | 19.0443 | 6582.7 | -28.3995 | -357.2298 | 0.43141 | 5.4265
2026-04-12 | 19 | 6711 | 6646.0587 | 6320.5408 | 19.1386 | 65.3182 | 0 | 0 | 0 | 5.5682 | 0 | 0 | 6.2159 | 18.9932 | 6710.92 | -64.9413 | -390.4592 | 0.96768 | 5.8182
2026-04-12 | 20 | 6879 | 6733.0544 | 6433.5305 | 19.0739 | 66.9318 | 0 | 0 | 0 | 5.1477 | 0 | 0 | 6.7807 | 18.942 | 6878.54 | -145.9456 | -445.4695 | 2.1216 | 6.4758
2026-04-12 | 21 | 6967 | 6822.9206 | 6583.7869 | 19.0091 | 68.5455 | 0 | 0 | 0 | 4.7273 | 0 | 0 | 7.3455 | 18.8909 | 6966.94 | -144.0794 | -383.2131 | 2.068 | 5.5004
2026-04-12 | 22 | 7039 | 6960.4152 | 6780.5042 | 19.067 | 68.3409 | 0 | 0 | 0 | 5.375 | 0 | 0 | 7.6591 | 18.9148 | 7039.49 | -78.5848 | -258.4958 | 1.1164 | 3.6723
2026-04-12 | 23 | 7155 | 7180.9212 | 7025.0055 | 19.125 | 68.1364 | 0 | 0 | 0 | 6.0227 | 0 | 0 | 7.9727 | 18.9386 | 7155 | 25.9212 | -129.9945 | 0.36228 | 1.8168
2026-04-12 | 24 | 7218 | 7232.9541 | 7313.4667 | 19.183 | 67.9318 | 0 | 0 | 0 | 6.6705 | 0 | 0 | 8.2864 | 18.9625 | 7217.92 | 14.9541 | 95.4667 | 0.20718 | 1.3226
2026-04-12 | 25 | 7361 | 7387.615 | 7601.861 | 19.2409 | 67.7273 | 0 | 0 | 0 | 7.3182 | 0 | 0.21591 | 8.6 | 18.9864 | 7360.71 | 26.615 | 240.861 | 0.36157 | 3.2721
2026-04-12 | 26 | 7428 | 7550.9865 | 7773.1656 | 19.7852 | 66.1136 | 0 | 0 | 0 | 7.9432 | 0 | 0.21591 | 8.8045 | 19.5386 | 7427.66 | 122.9865 | 345.1656 | 1.6557 | 4.6468
2026-04-12 | 27 | 7330 | 7539.5239 | 7694.4184 | 20.3295 | 64.5 | 0 | 0 | 0 | 8.5682 | 0 | 0.21591 | 9.0091 | 20.0909 | 7329.51 | 209.5239 | 364.4184 | 2.8584 | 4.9716
2026-04-12 | 28 | 7007 | 7235.759 | 7376.0793 | 20.8739 | 62.8864 | 0 | 0 | 0 | 9.1932 | 0 | 0.21591 | 9.2136 | 20.6432 | 7006.9 | 228.759 | 369.0793 | 3.2647 | 5.2673
2026-04-12 | 29 | 6340 | 6585.5504 | 7012.2516 | 21.4182 | 61.2727 | 0 | 0 | 0 | 9.8182 | 900 | 11.6932 | 9.4182 | 21.1955 | 6340.15 | 245.5504 | 672.2516 | 3.873 | 10.6033
2026-04-12 | 30 | 6165 | 6326.0795 | 6748.7265 | 22.1864 | 58.9659 | 0 | 0 | 0 | 7.5682 | 900 | 11.6932 | 8.9977 | 22.0614 | 6164.53 | 161.0795 | 583.7265 | 2.6128 | 9.4684
2026-04-12 | 31 | 5962 | 6045.7887 | 6510.4737 | 22.9545 | 56.6591 | 0 | 0 | 0 | 5.3182 | 900 | 11.6932 | 8.5773 | 22.9273 | 5962.43 | 83.7887 | 548.4737 | 1.4054 | 9.1995
2026-04-12 | 32 | 5750 | 5817.7666 | 6197.7981 | 23.7227 | 54.3523 | 0 | 0 | 0 | 3.0682 | 900 | 11.6932 | 8.1568 | 23.7932 | 5750.29 | 67.7666 | 447.7981 | 1.1785 | 7.7878
2026-04-12 | 33 | 5181 | 5392.8814 | 5900.8444 | 24.4909 | 52.0455 | 0 | 0 | 0 | 0.81818 | 900 | 47.0568 | 7.7364 | 24.6591 | 5180.51 | 211.8814 | 719.8444 | 4.0896 | 13.8939
2026-04-12 | 34 | 4981 | 5307.4832 | 5580.5194 | 25.242 | 49.375 | 0 | 0 | 0 | 0.69318 | 900 | 47.0568 | 8.433 | 25.2284 | 4980.93 | 326.4832 | 599.5194 | 6.5546 | 12.0361
2026-04-12 | 35 | 4888 | 5226.2416 | 5492.2795 | 25.9932 | 46.7045 | 0 | 0 | 0 | 0.56818 | 900 | 47.0568 | 9.1295 | 25.7977 | 4887.59 | 338.2416 | 604.2795 | 6.9198 | 12.3625
2026-04-12 | 36 | 4819 | 5187.2542 | 5444.7518 | 26.7443 | 44.0341 | 0 | 0 | 0 | 0.44318 | 900 | 47.0568 | 9.8261 | 26.367 | 4819.07 | 368.2542 | 625.7518 | 7.6417 | 12.9851
2026-04-12 | 37 | 4671 | 5088.1678 | 5342.4325 | 27.4955 | 41.3636 | 0 | 0 | 0 | 0.31818 | 900 | 91.625 | 10.5227 | 26.9364 | 4721.13 | 417.1678 | 671.4325 | 8.931 | 14.3745
2026-04-12 | 38 | 4505 | 5040.8719 | 5235.4861 | 27.967 | 38.8636 | 0 | 0 | 0 | 0.56818 | 900 | 91.625 | 11.15 | 27.3375 | 4555.08 | 535.8719 | 730.4861 | 11.895 | 16.215
2026-04-12 | 39 | 4328 | 4971.5498 | 5158.4423 | 28.4386 | 36.3636 | 0 | 0 | 0 | 0.81818 | 900 | 91.625 | 11.7773 | 27.7386 | 4378.18 | 643.5498 | 830.4423 | 14.8694 | 19.1877
2026-04-12 | 40 | 4287 | 4836.921 | 5111.3035 | 28.9102 | 33.8636 | 0 | 0 | 0 | 1.0682 | 900 | 91.625 | 12.4045 | 28.1398 | 4337.49 | 549.921 | 824.3035 | 12.8276 | 19.228
2026-04-12 | 41 | 4211 | 4705.951 | 5100.377 | 29.3818 | 31.3636 | 0 | 0 | 0 | 1.3182 | 900 | 131.1705 | 13.0318 | 28.5409 | 4260.89 | 494.951 | 889.377 | 11.7538 | 21.1203
2026-04-12 | 42 | 4121 | 4586.0006 | 5123.3853 | 29.7625 | 30.3977 | 0 | 0 | 0 | 1.3523 | 900 | 131.1705 | 13.3 | 29.0125 | 4171.47 | 465.0006 | 1002.3853 | 11.2837 | 24.3238
2026-04-12 | 43 | 4079 | 4503.3004 | 5133.1631 | 30.1432 | 29.4318 | 0 | 0 | 0 | 1.3864 | 900 | 131.1705 | 13.5682 | 29.4841 | 4129.47 | 424.3004 | 1054.1631 | 10.4021 | 25.8437
2026-04-12 | 44 | 4059 | 4431.4079 | 5070.6436 | 30.5239 | 28.4659 | 0 | 0 | 0 | 1.4205 | 900 | 131.1705 | 13.8364 | 29.9557 | 4108.83 | 372.4079 | 1011.6436 | 9.1749 | 24.9235
2026-04-12 | 45 | 3976 | 4354.5077 | 4953.2136 | 30.9045 | 27.5 | 0 | 0 | 0 | 1.4545 | 900 | 160.125 | 14.1045 | 30.4273 | 4026.43 | 378.5077 | 977.2136 | 9.5198 | 24.5778
2026-04-12 | 46 | 3873 | 4327.952 | 4869.106 | 31.1489 | 26.7727 | 0 | 0 | 0 | 1.4886 | 900 | 160.125 | 14.4136 | 30.6466 | 3923.13 | 454.952 | 996.106 | 11.7468 | 25.7192
2026-04-12 | 47 | 3838 | 4326.7531 | 4857.9231 | 31.3932 | 26.0455 | 0 | 0 | 0 | 1.5227 | 900 | 160.125 | 14.7227 | 30.8659 | 3863.41 | 488.7531 | 1019.9231 | 12.7346 | 26.5743
2026-04-12 | 48 | 3825 | 4332.3998 | 4873.5989 | 31.6375 | 25.3182 | 0 | 0 | 0 | 1.5568 | 900 | 160.125 | 15.0318 | 31.0852 | 3850.36 | 507.3998 | 1048.5989 | 13.2654 | 27.4144
2026-04-12 | 49 | 3869 | 4394.4238 | 4863.7885 | 31.8818 | 24.5909 | 0 | 0 | 0 | 1.5909 | 900 | 174.3295 | 15.3409 | 31.3045 | 3893.78 | 525.4238 | 994.7885 | 13.5804 | 25.7118
2026-04-12 | 50 | 3845 | 4420.2136 | 4806.0292 | 32.0386 | 24.0114 | 0 | 0 | 0 | 1.1932 | 900 | 174.3295 | 15.6511 | 31.3273 | 3870.36 | 575.2136 | 961.0292 | 14.96 | 24.9943
2026-04-12 | 51 | 3842 | 4379.2304 | 4677.3417 | 32.1955 | 23.4318 | 0 | 0 | 0 | 0.79545 | 900 | 174.3295 | 15.9614 | 31.35 | 3866.76 | 537.2304 | 835.3417 | 13.9831 | 21.7424
2026-04-12 | 52 | 3835 | 4276.4383 | 4467.1903 | 32.3523 | 22.8523 | 0 | 0 | 0 | 0.39773 | 900 | 174.3295 | 16.2716 | 31.3727 | 3859.97 | 441.4383 | 632.1903 | 11.5108 | 16.4848
2026-04-12 | 53 | 3704 | 3872.3246 | 4226.527 | 32.5091 | 22.2727 | 0 | 0 | 0 | 0 | 900 | 173.1477 | 16.5818 | 31.3955 | 3729.45 | 168.3246 | 522.527 | 4.5444 | 14.1071
2026-04-12 | 54 | 3675 | 3841.2043 | 4049.0802 | 32.5693 | 21.8295 | 0 | 0 | 0 | 0.14773 | 900 | 173.1477 | 16.8182 | 31.2568 | 3699.89 | 166.2043 | 374.0802 | 4.5226 | 10.1791
2026-04-12 | 55 | 3692 | 4066.9038 | 4008.4174 | 32.6295 | 21.3864 | 0 | 0 | 0 | 0.29545 | 900 | 173.1477 | 17.0545 | 31.1182 | 3717.31 | 374.9038 | 316.4174 | 10.1545 | 8.5704
2026-04-12 | 56 | 3727 | 4265.8975 | 4115.7363 | 32.6898 | 20.9432 | 0 | 0 | 0 | 0.44318 | 900 | 173.1477 | 17.2909 | 30.9795 | 3751.61 | 538.8975 | 388.7363 | 14.4593 | 10.4303
2026-04-12 | 57 | 3727 | 4310.235 | 4299.5656 | 32.75 | 20.5 | 0 | 0 | 0 | 0.59091 | 900 | 156.2727 | 17.5273 | 30.8409 | 3777.18 | 583.235 | 572.5656 | 15.6489 | 15.3626
2026-04-12 | 58 | 3756 | 4500.9257 | 4463.9187 | 32.7216 | 20.2614 | 0 | 0 | 0 | 0.45455 | 900 | 156.2727 | 17.5795 | 30.5807 | 3805.97 | 744.9257 | 707.9187 | 19.833 | 18.8477
2026-04-12 | 59 | 3830 | 4576.2587 | 4590.4595 | 32.6932 | 20.0227 | 0 | 0 | 0 | 0.31818 | 900 | 156.2727 | 17.6318 | 30.3205 | 3880.3 | 746.2587 | 760.4595 | 19.4846 | 19.8553
2026-04-12 | 60 | 3869 | 4655.6593 | 4729.9684 | 32.6648 | 19.7841 | 0 | 0 | 0 | 0.18182 | 900 | 156.2727 | 17.6841 | 30.0602 | 3919.36 | 786.6593 | 860.9684 | 20.3324 | 22.253
2026-04-12 | 61 | 3839 | 4651.972 | 4906.6386 | 32.6364 | 19.5455 | 0 | 0 | 0 | 0.045455 | 900 | 125.5909 | 17.7364 | 29.8 | 3888.51 | 812.972 | 1067.6386 | 21.1767 | 27.8103
2026-04-12 | 62 | 3898 | 4736.3154 | 5077.4275 | 32.5057 | 19.5568 | 0 | 0 | 0 | 0.056818 | 900 | 125.5909 | 17.6602 | 29.4807 | 3947.77 | 838.3154 | 1179.4275 | 21.5063 | 30.2572
2026-04-12 | 63 | 3985 | 4835.7573 | 5193.4052 | 32.375 | 19.5682 | 0 | 0 | 0 | 0.068182 | 900 | 125.5909 | 17.5841 | 29.1614 | 4034.67 | 850.7573 | 1208.4052 | 21.349 | 30.3238
2026-04-12 | 64 | 4025 | 4965.5078 | 5265.9575 | 32.2443 | 19.5795 | 0 | 0 | 0 | 0.079545 | 900 | 125.5909 | 17.508 | 28.842 | 4074.78 | 940.5078 | 1240.9575 | 23.3667 | 30.8312
2026-04-12 | 65 | 4081 | 5074.1766 | 5333.2919 | 32.1136 | 19.5909 | 0 | 0 | 0 | 0.090909 | 900 | 84.8182 | 17.4318 | 28.5227 | 4130.97 | 993.1766 | 1252.2919 | 24.3366 | 30.6859
2026-04-12 | 66 | 4193 | 5181.8473 | 5422.8968 | 31.8443 | 20.2614 | 0 | 0 | 0 | 0.079545 | 900 | 84.8182 | 16.8977 | 28.3818 | 4243.3 | 988.8473 | 1229.8968 | 23.5833 | 29.3321
2026-04-12 | 67 | 4235 | 5319.7362 | 5568.1947 | 31.575 | 20.9318 | 0 | 0 | 0 | 0.068182 | 900 | 84.8182 | 16.3636 | 28.2409 | 4285.14 | 1084.7362 | 1333.1947 | 25.6136 | 31.4804
2026-04-12 | 68 | 4327 | 5452.6629 | 5765.0881 | 31.3057 | 21.6023 | 0 | 0 | 0 | 0.056818 | 900 | 84.8182 | 15.8295 | 28.1 | 4376.75 | 1125.6629 | 1438.0881 | 26.0149 | 33.2352
2026-04-12 | 69 | 4463 | 5623.5336 | 5933.1682 | 31.0364 | 22.2727 | 0 | 0 | 0 | 0.045455 | 900 | 40.8523 | 15.2955 | 27.9591 | 4513.18 | 1160.5336 | 1470.1682 | 26.0034 | 32.9413
2026-04-12 | 70 | 4626 | 5764.5655 | 6087.9403 | 30.4239 | 23.4091 | 0 | 0 | 0 | 0.045455 | 900 | 40.8523 | 14.4875 | 27.5125 | 4676.01 | 1138.5655 | 1461.9403 | 24.6123 | 31.6027
2026-04-12 | 71 | 4761 | 5852.0962 | 6205.7151 | 29.8114 | 24.5455 | 0 | 0 | 0 | 0.045455 | 900 | 40.8523 | 13.6795 | 27.0659 | 4810.96 | 1091.0962 | 1444.7151 | 22.9174 | 30.3448
2026-04-12 | 72 | 5026 | 6099.6476 | 6478.4196 | 29.1989 | 25.6818 | 0 | 0 | 0 | 0.045455 | 900 | 40.8523 | 12.8716 | 26.6193 | 5075.89 | 1073.6476 | 1452.4196 | 21.3619 | 28.8981
2026-04-12 | 73 | 5776 | 6798.919 | 6882.5962 | 28.5864 | 26.8182 | 0 | 0 | 0 | 0.045455 | 898.4786 | 8 | 12.0636 | 26.1727 | 5775.95 | 1022.919 | 1106.5962 | 17.7098 | 19.1585
2026-04-12 | 74 | 6307 | 7288.9886 | 7258.8729 | 28.0489 | 27.6818 | 0 | 0 | 0 | 0.079545 | 898.4786 | 8 | 11.9545 | 25.6477 | 6307.42 | 981.9886 | 951.8729 | 15.5698 | 15.0923
2026-04-12 | 75 | 6620 | 7576.6242 | 7520.1719 | 27.5114 | 28.5455 | 0 | 0 | 0 | 0.11364 | 898.4786 | 8 | 11.8455 | 25.1227 | 6620.32 | 956.6242 | 900.1719 | 14.4505 | 13.5978
2026-04-12 | 76 | 6768 | 7780.921 | 7736.7704 | 26.9739 | 29.4091 | 0 | 0 | 0 | 0.14773 | 898.4786 | 8 | 11.7364 | 24.5977 | 6767.54 | 1012.921 | 968.7704 | 14.9663 | 14.314
2026-04-12 | 77 | 7282 | 8238.1577 | 7978.097 | 26.4364 | 30.2727 | 0 | 0 | 0 | 0.18182 | 0 | 0 | 11.6273 | 24.0727 | 7281.9 | 956.1577 | 696.097 | 13.1304 | 9.5591
2026-04-12 | 78 | 7589 | 8313.4349 | 8173.8033 | 26.1398 | 30.8295 | 0 | 0 | 0 | 0.13636 | 0 | 0 | 11.6352 | 23.7716 | 7589.11 | 724.4349 | 584.8033 | 9.5459 | 7.7059
2026-04-12 | 79 | 7626 | 8158.4807 | 8205.2796 | 25.8432 | 31.3864 | 0 | 0 | 0 | 0.090909 | 0 | 0 | 11.6432 | 23.4705 | 7626.24 | 532.4807 | 579.2796 | 6.9824 | 7.5961
2026-04-12 | 80 | 7540 | 7945.2062 | 8070.6231 | 25.5466 | 31.9432 | 0 | 0 | 0 | 0.045455 | 0 | 0 | 11.6511 | 23.1693 | 7539.74 | 405.2062 | 530.6231 | 5.3741 | 7.0374
2026-04-12 | 81 | 7406 | 7703.0632 | 7883.8709 | 25.25 | 32.5 | 0 | 0 | 0 | 0 | 0 | 0 | 11.6591 | 22.8682 | 7405.63 | 297.0632 | 477.8709 | 4.0111 | 6.4525
2026-04-12 | 82 | 7270 | 7593.6527 | 7727.8573 | 24.9602 | 33.125 | 0 | 0 | 0 | 0 | 0 | 0 | 11.4068 | 22.6216 | 7220.16 | 323.6527 | 457.8573 | 4.4519 | 6.2979
2026-04-12 | 83 | 7210 | 7526.5837 | 7578.5409 | 24.6705 | 33.75 | 0 | 0 | 0 | 0 | 0 | 0 | 11.1545 | 22.375 | 7009.8 | 316.5837 | 368.5409 | 4.3909 | 5.1115
2026-04-12 | 84 | 7136 | 7459.8149 | 7390.7331 | 24.3807 | 34.375 | 0 | 0 | 0 | 0 | 0 | 0 | 10.9023 | 22.1284 | 6985.85 | 323.8149 | 254.7331 | 4.5378 | 3.5697
2026-04-12 | 85 | 7035 | 7364.9659 | 7190.1513 | 24.0909 | 35 | 0 | 0 | 0 | 0 | 0 | 0 | 10.65 | 21.8818 | 7034.87 | 329.9659 | 155.1513 | 4.6903 | 2.2054
2026-04-12 | 86 | 6973 | 7314.176 | 7037.7675 | 23.817 | 35.6591 | 0 | 0 | 0 | 0.022727 | 0 | 0 | 10.5818 | 21.6375 | 6973.05 | 341.176 | 64.7675 | 4.8928 | 0.92883
2026-04-12 | 87 | 6883 | 7267.8175 | 6947.1187 | 23.5432 | 36.3182 | 0 | 0 | 0 | 0.045455 | 0 | 0 | 10.5136 | 21.3932 | 6882.51 | 384.8175 | 64.1187 | 5.5908 | 0.93155
2026-04-12 | 88 | 6794 | 7211.7835 | 6887.2264 | 23.2693 | 36.9773 | 0 | 0 | 0 | 0.068182 | 0 | 0 | 10.4455 | 21.1489 | 6794.38 | 417.7835 | 93.2264 | 6.1493 | 1.3722
2026-04-12 | 89 | 6978 | 7156.9604 | 6833.7865 | 22.9955 | 37.6364 | 0 | 0 | 0 | 0.090909 | 0 | 0 | 10.3773 | 20.9045 | 6977.5 | 178.9604 | -144.2135 | 2.5646 | 2.0667
2026-04-12 | 90 | 7140 | 7172.218 | 6776.1183 | 22.8989 | 38.25 | 0 | 0 | 0 | 0.52273 | 0 | 0 | 10.3602 | 20.8386 | 7139.92 | 32.218 | -363.8817 | 0.45123 | 5.0964
2026-04-12 | 91 | 7280 | 7124.362 | 6708.753 | 22.8023 | 38.8636 | 0 | 0 | 0 | 0.95455 | 0 | 0 | 10.3432 | 20.7727 | 7199.75 | -155.638 | -571.247 | 2.1379 | 7.8468
2026-04-12 | 92 | 7147 | 7032.8637 | 6642.1964 | 22.7057 | 39.4773 | 0 | 0 | 0 | 1.3864 | 0 | 0 | 10.3261 | 20.7068 | 6867.05 | -114.1363 | -504.8036 | 1.597 | 7.0632
2026-04-12 | 93 | 7012 | 6908.2398 | 6596.3538 | 22.6091 | 40.0909 | 0 | 0 | 0 | 1.8182 | 0 | 0 | 10.3091 | 20.6409 | 6662.25 | -103.7602 | -415.6462 | 1.4798 | 5.9276
2026-04-12 | 94 | 6913 | 6818.7001 | 6571.0918 | 22.4705 | 40.5909 | 0 | 0 | 0 | 1.7386 | 0 | 0 | 10.358 | 20.517 | 6762.58 | -94.2999 | -341.9082 | 1.3641 | 4.9459
2026-04-12 | 95 | 6783 | 6730.0119 | 6542.8407 | 22.3318 | 41.0909 | 0 | 0 | 0 | 1.6591 | 0 | 0 | 10.4068 | 20.3932 | 6582.72 | -52.9881 | -240.1593 | 0.78119 | 3.5406
2026-04-12 | 96 | 6718 | 6470.5777 | 6489.305 | 22.1932 | 41.5909 | 0 | 0 | 0 | 1.5795 | 0 | 0 | 10.4557 | 20.2693 | 6717.66 | -247.4223 | -228.695 | 3.683 | 3.4042
2026-04-13 | 1 | 6886.58 | 6785.9681 | 6414.3081 | 22.0545 | 42.0909 | 0 | 0 | 0 | 1.5 | 0 | 0 | 10.5045 | 20.1455 | 6786.58 | -100.6119 | -472.2719 | 1.461 | 6.8579
2026-04-13 | 2 | 6760.33 | 6717.672 | 6327.8604 | 21.9125 | 42.5795 | 0 | 0 | 0 | 3.375 | 0 | 0 | 10.5864 | 19.9977 | 6410.33 | -42.658 | -432.4696 | 0.631 | 6.3972
2026-04-13 | 3 | 6684.49 | 6656.9762 | 6269.7943 | 21.7705 | 43.0682 | 0 | 0 | 0 | 5.25 | 0 | 0 | 10.6682 | 19.85 | 6384.49 | -27.5138 | -414.6957 | 0.41161 | 6.2038
2026-04-13 | 4 | 6662.36 | 6573.037 | 6194.2352 | 21.6284 | 43.5568 | 0 | 0 | 0 | 7.125 | 0 | 0 | 10.75 | 19.7023 | 6502.36 | -89.323 | -468.1248 | 1.3407 | 7.0264
2026-04-13 | 5 | 6511.36 | 6473.6944 | 6098.1468 | 21.4864 | 44.0455 | 0 | 0 | 0 | 9 | 0 | 0 | 10.8318 | 19.5545 | 6351.36 | -37.6656 | -413.2132 | 0.57846 | 6.346
2026-04-13 | 6 | 6348.21 | 6400.0392 | 6032.2568 | 21.3466 | 44.5114 | 0 | 0 | 0 | 10.8864 | 0 | 0 | 10.6545 | 19.4523 | 6268.21 | 51.8292 | -315.9532 | 0.81644 | 4.977
2026-04-13 | 7 | 6299.46 | 6244.0716 | 5996.0267 | 21.2068 | 44.9773 | 0 | 0 | 0 | 12.7727 | 0 | 0 | 10.4773 | 19.35 | 6299.46 | -55.3884 | -303.4333 | 0.87926 | 4.8168
2026-04-13 | 8 | 6290.24 | 6215.7941 | 5972.4239 | 21.067 | 45.4432 | 0 | 0 | 0 | 14.6591 | 0 | 0 | 10.3 | 19.2477 | 6290.24 | -74.4459 | -317.8161 | 1.1835 | 5.0525
2026-04-13 | 9 | 6253.93 | 6184.0296 | 5939.792 | 20.9273 | 45.9091 | 0 | 0 | 0 | 16.5455 | 0 | 0 | 10.1227 | 19.1455 | 6253.93 | -69.9004 | -314.138 | 1.1177 | 5.0231
2026-04-13 | 10 | 6171.1 | 6169.0993 | 5922.6167 | 20.8136 | 46.3409 | 0 | 0 | 0 | 13.2273 | 0 | 0 | 9.8841 | 19.0659 | 6171.1 | -2.0007 | -248.4833 | 0.032421 | 4.0266
2026-04-13 | 11 | 6109.38 | 6160.7811 | 5909.9908 | 20.7 | 46.7727 | 0 | 0 | 0 | 9.9091 | 0 | 0 | 9.6455 | 18.9864 | 6109.38 | 51.4011 | -199.3892 | 0.84135 | 3.2637
2026-04-13 | 12 | 6077.2 | 6146.0388 | 5891.5246 | 20.5864 | 47.2045 | 0 | 0 | 0 | 6.5909 | 0 | 0 | 9.4068 | 18.9068 | 6077.2 | 68.8388 | -185.6754 | 1.1327 | 3.0553
2026-04-13 | 13 | 6062.41 | 6127.3026 | 5863.9272 | 20.4727 | 47.6364 | 0 | 0 | 0 | 3.2727 | 0 | 0 | 9.1682 | 18.8273 | 6062.41 | 64.8926 | -198.4828 | 1.0704 | 3.274
2026-04-13 | 14 | 6080.79 | 6140.1014 | 5862.9024 | 20.3352 | 48.0795 | 0 | 0 | 0 | 4.5568 | 0 | 0 | 8.8159 | 18.75 | 6080.79 | 59.3114 | -217.8876 | 0.97539 | 3.5832
2026-04-13 | 15 | 6091.78 | 6142.9563 | 5851.3405 | 20.1977 | 48.5227 | 0 | 0 | 0 | 5.8409 | 0 | 0 | 8.4636 | 18.6727 | 6091.78 | 51.1763 | -240.4395 | 0.84009 | 3.947
2026-04-13 | 16 | 6143.83 | 6184.9458 | 5878.5954 | 20.0602 | 48.9659 | 0 | 0 | 0 | 7.125 | 0 | 0 | 8.1114 | 18.5955 | 6143.83 | 41.1158 | -265.2346 | 0.66922 | 4.3171
2026-04-13 | 17 | 6235.44 | 6254.5018 | 5926.0281 | 19.9227 | 49.4091 | 0 | 0 | 0 | 8.4091 | 0 | 0 | 7.7591 | 18.5182 | 6235.44 | 19.0618 | -309.4119 | 0.3057 | 4.9622
2026-04-13 | 18 | 6361.44 | 6374.9147 | 6022.0266 | 19.8886 | 50.6932 | 0 | 0 | 0 | 11.9659 | 0 | 0 | 8.0114 | 18.5432 | 6361.44 | 13.4747 | -339.4134 | 0.21182 | 5.3355
2026-04-13 | 19 | 6484.21 | 6507.3748 | 6120.1283 | 19.8545 | 51.9773 | 0 | 0 | 0 | 15.5227 | 0 | 0 | 8.2636 | 18.5682 | 6484.21 | 23.1648 | -364.0817 | 0.35725 | 5.6149
2026-04-13 | 20 | 6658.06 | 6700.0531 | 6277.3995 | 19.8205 | 53.2614 | 0 | 0 | 0 | 19.0795 | 0 | 0 | 8.5159 | 18.5932 | 6658.06 | 41.9931 | -380.6605 | 0.63071 | 5.7173
2026-04-13 | 21 | 6758.24 | 6773.3756 | 6476.0128 | 19.7864 | 54.5455 | 0 | 0 | 0 | 22.6364 | 0 | 0 | 8.7682 | 18.6182 | 6758.24 | 15.1356 | -282.2272 | 0.22396 | 4.176
2026-04-13 | 22 | 6912.64 | 6966.3415 | 6674.1234 | 19.7216 | 55.1591 | 0 | 0 | 0 | 22.8523 | 0 | 0 | 8.7443 | 18.5852 | 6912.64 | 53.7015 | -238.5166 | 0.77686 | 3.4504
2026-04-13 | 23 | 7105.42 | 6958.1946 | 6909.6443 | 19.6568 | 55.7727 | 0 | 0 | 0 | 23.0682 | 0 | 0 | 8.7205 | 18.5523 | 7105.42 | -147.2254 | -195.7757 | 2.072 | 2.7553
2026-04-13 | 24 | 7199.28 | 7111.9862 | 7204.7495 | 19.592 | 56.3864 | 0 | 0 | 0 | 23.2841 | 0 | 0 | 8.6966 | 18.5193 | 7199.28 | -87.2938 | 5.4695 | 1.2125 | 0.075973
2026-04-13 | 25 | 7368.33 | 7367.3582 | 7478.4767 | 19.5273 | 57 | 0 | 0 | 0 | 23.5 | 0 | 0.22727 | 8.6727 | 18.4864 | 7368.33 | -0.97183 | 110.1467 | 0.013189 | 1.4949
2026-04-13 | 26 | 7498.37 | 7540.4886 | 7665.8323 | 20.0364 | 55.8409 | 0 | 0 | 0 | 24.8977 | 0 | 0.22727 | 8.7841 | 19.0261 | 7498.37 | 42.1186 | 167.4623 | 0.5617 | 2.2333
2026-04-13 | 27 | 7505.25 | 7541.3686 | 7678.6412 | 20.5455 | 54.6818 | 0 | 0 | 0 | 26.2955 | 0 | 0.22727 | 8.8955 | 19.5659 | 7505.25 | 36.1186 | 173.3912 | 0.48124 | 2.3103
2026-04-13 | 28 | 7236.25 | 7247.7383 | 7380.4987 | 21.0545 | 53.5227 | 0 | 0 | 0 | 27.6932 | 0 | 0.22727 | 9.0068 | 20.1057 | 7286.25 | 11.4883 | 144.2487 | 0.15876 | 1.9934
2026-04-13 | 29 | 6595 | 6628.5872 | 6757.2859 | 21.5636 | 52.3636 | 0 | 0 | 0 | 29.0909 | 897.093 | 11.7045 | 9.1182 | 20.6455 | 6675 | 33.5872 | 162.2859 | 0.50928 | 2.4607
2026-04-13 | 30 | 6400.38 | 6437.7589 | 6537.3792 | 22.3795 | 50.2159 | 0 | 0 | 0 | 29.4886 | 897.093 | 11.7045 | 8.5784 | 21.5614 | 6480.38 | 37.3789 | 136.9992 | 0.58401 | 2.1405
2026-04-13 | 31 | 6219.86 | 6238.8432 | 6311.0617 | 23.1955 | 48.0682 | 0 | 0 | 0 | 29.8864 | 897.093 | 11.7045 | 8.0386 | 22.4773 | 6269.86 | 18.9832 | 91.2017 | 0.3052 | 1.4663
2026-04-13 | 32 | 6006.5 | 6061.1082 | 6121.467 | 24.0114 | 45.9205 | 0 | 0 | 0 | 30.2841 | 897.093 | 11.7045 | 7.4989 | 23.3932 | 6006.5 | 54.6082 | 114.967 | 0.90915 | 1.914
2026-04-13 | 33 | 5514.85 | 5646.6074 | 5735.7968 | 24.8273 | 43.7727 | 0 | 0 | 0 | 30.6818 | 900 | 46.9545 | 6.9591 | 24.3091 | 5564.85 | 131.7574 | 220.9468 | 2.3891 | 4.0064
2026-04-13 | 34 | 5526.41 | 5582.1843 | 5693.0222 | 25.5318 | 41.6023 | 0 | 0 | 0 | 32.4659 | 900 | 46.9545 | 7.3716 | 24.892 | 5576.41 | 55.7743 | 166.6122 | 1.0092 | 3.0148
2026-04-13 | 35 | 5583.68 | 5573.7358 | 5680.6005 | 26.2364 | 39.4318 | 0 | 0 | 0 | 34.25 | 900 | 46.9545 | 7.7841 | 25.475 | 5633.68 | -9.9442 | 96.9205 | 0.17809 | 1.7358
2026-04-13 | 36 | 5609.31 | 5597.508 | 5703.8071 | 26.9409 | 37.2614 | 0 | 0 | 0 | 36.0341 | 900 | 46.9545 | 8.1966 | 26.058 | 5659.31 | -11.802 | 94.4971 | 0.2104 | 1.6846
2026-04-13 | 37 | 5589.83 | 5559.9571 | 5670.081 | 27.6455 | 35.0909 | 0 | 0 | 0 | 37.8182 | 900 | 87.6932 | 8.6091 | 26.6409 | 5639.83 | -29.8729 | 80.251 | 0.53442 | 1.4357
2026-04-13 | 38 | 5609.65 | 5545.8643 | 5677.6901 | 28.1784 | 33.0795 | 0 | 0 | 0 | 33.4091 | 900 | 87.6932 | 9.3068 | 27.1557 | 5659.65 | -63.7857 | 68.0401 | 1.1371 | 1.2129
2026-04-13 | 39 | 5631 | 5501.142 | 5652.0872 | 28.7114 | 31.0682 | 0 | 0 | 0 | 29 | 900 | 87.6932 | 10.0045 | 27.6705 | 5631 | -129.858 | 21.0872 | 2.3061 | 0.37448
2026-04-13 | 40 | 5568.09 | 5435.3684 | 5555.6644 | 29.2443 | 29.0568 | 0 | 0 | 0 | 24.5909 | 900 | 87.6932 | 10.7023 | 28.1852 | 5568.09 | -132.7216 | -12.4256 | 2.3836 | 0.22316
2026-04-13 | 41 | 5486.61 | 5367.5722 | 5466.9405 | 29.7773 | 27.0455 | 0 | 0 | 0 | 20.1818 | 900 | 125.2955 | 11.4 | 28.7 | 5486.61 | -119.0378 | -19.6695 | 2.1696 | 0.3585
2026-04-13 | 42 | 5374.23 | 5331.232 | 5415.7774 | 30.2068 | 25.8409 | 0 | 0 | 0 | 19.8409 | 900 | 125.2955 | 11.7318 | 29.1739 | 5374.23 | -42.998 | 41.5474 | 0.80008 | 0.77309
2026-04-13 | 43 | 5374.7 | 5309.9283 | 5376.7278 | 30.6364 | 24.6364 | 0 | 0 | 0 | 19.5 | 900 | 125.2955 | 12.0636 | 29.6477 | 5374.7 | -64.7717 | 2.0278 | 1.2051 | 0.037729
2026-04-13 | 44 | 5335.41 | 5302.8662 | 5349.2052 | 31.0659 | 23.4318 | 0 | 0 | 0 | 19.1591 | 900 | 125.2955 | 12.3955 | 30.1216 | 5335.41 | -32.5438 | 13.7952 | 0.60996 | 0.25856
2026-04-13 | 45 | 5267.35 | 5269.2409 | 5309.7538 | 31.4955 | 22.2273 | 0 | 0 | 0 | 18.8182 | 900 | 158.0682 | 12.7273 | 30.5955 | 5267.35 | 1.8909 | 42.4038 | 0.035899 | 0.80503
2026-04-13 | 46 | 5209.05 | 5281.5835 | 5334.7055 | 31.8136 | 21.7045 | 0 | 0 | 0 | 17.5909 | 900 | 158.0682 | 12.8307 | 30.9545 | 5209.05 | 72.5335 | 125.6555 | 1.3925 | 2.4123
2026-04-13 | 47 | 5216.95 | 5303.7895 | 5359.7688 | 32.1318 | 21.1818 | 0 | 0 | 0 | 16.3636 | 900 | 158.0682 | 12.9341 | 31.3136 | 5216.95 | 86.8395 | 142.8188 | 1.6646 | 2.7376
2026-04-13 | 48 | 5142.07 | 5341.2391 | 5398.2592 | 32.45 | 20.6591 | 0 | 0 | 0 | 15.1364 | 900 | 158.0682 | 13.0375 | 31.6727 | 5142.07 | 199.1691 | 256.1892 | 3.8733 | 4.9822
2026-04-13 | 49 | 5187.06 | 5448.5397 | 5507.8241 | 32.7682 | 20.1364 | 0 | 0 | 0 | 13.9091 | 900 | 175.2727 | 13.1409 | 32.0318 | 5187.06 | 261.4797 | 320.7641 | 5.041 | 6.1839
2026-04-13 | 50 | 5193.35 | 5491.6953 | 5562.0444 | 32.9705 | 19.6705 | 0 | 0 | 0 | 18.2159 | 900 | 175.2727 | 13.3034 | 32.1591 | 5193.35 | 298.3453 | 368.6944 | 5.7448 | 7.0994
2026-04-13 | 51 | 5123.54 | 5492.0979 | 5551.8734 | 33.1727 | 19.2045 | 0 | 0 | 0 | 22.5227 | 900 | 175.2727 | 13.4659 | 32.2864 | 5123.54 | 368.5579 | 428.3334 | 7.1934 | 8.3601
2026-04-13 | 52 | 5054.15 | 5440.2977 | 5475.1678 | 33.375 | 18.7386 | 0 | 0 | 0 | 26.8295 | 900 | 175.2727 | 13.6284 | 32.4136 | 5054.14 | 386.1477 | 421.0178 | 7.6402 | 8.3301
2026-04-13 | 53 | 4694.8 | 5157.1626 | 5123.4947 | 33.5773 | 18.2727 | 0 | 0 | 0 | 31.1364 | 900 | 174.4318 | 13.7909 | 32.5409 | 4694.8 | 462.3626 | 428.6947 | 9.8484 | 9.1313
2026-04-13 | 54 | 4683.24 | 5158.0835 | 5123.5605 | 33.6864 | 17.9545 | 0 | 0 | 0 | 31.7727 | 900 | 174.4318 | 13.9682 | 32.475 | 4683.24 | 474.8435 | 440.3205 | 10.1392 | 9.402
2026-04-13 | 55 | 4929.48 | 5363.4149 | 5380.5507 | 33.7955 | 17.6364 | 0 | 0 | 0 | 32.4091 | 900 | 174.4318 | 14.1455 | 32.4091 | 4929.47 | 433.9349 | 451.0707 | 8.8029 | 9.1505
2026-04-13 | 56 | 5097.29 | 5536.9822 | 5594.2225 | 33.9045 | 17.3182 | 0 | 0 | 0 | 33.0455 | 900 | 174.4318 | 14.3227 | 32.3432 | 5097.29 | 439.6922 | 496.9325 | 8.626 | 9.749
2026-04-13 | 57 | 5193.05 | 5583.8844 | 5651.0842 | 34.0136 | 17 | 0 | 0 | 0 | 33.6818 | 900 | 156.7841 | 14.5 | 32.2773 | 5193.05 | 390.8344 | 458.0342 | 7.5261 | 8.8201
2026-04-13 | 58 | 5371.33 | 5757.3477 | 5863.2091 | 34.0375 | 16.7841 | 0 | 0 | 0 | 30.8182 | 900 | 156.7841 | 14.5636 | 32.058 | 5371.33 | 386.0177 | 491.8791 | 7.1866 | 9.1575
2026-04-13 | 59 | 5515.15 | 5861.4825 | 5965.5119 | 34.0614 | 16.5682 | 0 | 0 | 0 | 27.9545 | 900 | 156.7841 | 14.6273 | 31.8386 | 5515.15 | 346.3325 | 450.3619 | 6.2797 | 8.1659
2026-04-13 | 60 | 5629.02 | 5932.8132 | 6044.5864 | 34.0852 | 16.3523 | 0 | 0 | 0 | 25.0909 | 900 | 156.7841 | 14.6909 | 31.6193 | 5629.02 | 303.7932 | 415.5664 | 5.3969 | 7.3826
2026-04-13 | 61 | 5587.82 | 5944.8707 | 6060.5797 | 34.1091 | 16.1364 | 0 | 0 | 0 | 22.2273 | 900 | 125.4659 | 14.7545 | 31.4 | 5587.82 | 357.0507 | 472.7597 | 6.3898 | 8.4605
2026-04-13 | 62 | 5638.66 | 6042.8665 | 6162.5604 | 34.0091 | 16.1023 | 0 | 0 | 0 | 27.0682 | 900 | 125.4659 | 14.692 | 31.1011 | 5638.66 | 404.2065 | 523.9004 | 7.1685 | 9.2912
2026-04-13 | 63 | 5688.79 | 6166.3248 | 6286.7621 | 33.9091 | 16.0682 | 0 | 0 | 0 | 31.9091 | 900 | 125.4659 | 14.6295 | 30.8023 | 5688.79 | 477.5348 | 597.9721 | 8.3943 | 10.5114
2026-04-13 | 64 | 5781.98 | 6278.1206 | 6418.4349 | 33.8091 | 16.0341 | 0 | 0 | 0 | 36.75 | 900 | 125.4659 | 14.567 | 30.5034 | 5781.98 | 496.1406 | 636.4549 | 8.5808 | 11.0076
2026-04-13 | 65 | 5831.47 | 6395.4891 | 6546.1948 | 33.7091 | 16 | 0 | 0 | 0 | 41.5909 | 900 | 83.9091 | 14.5045 | 30.2045 | 5831.47 | 564.0191 | 714.7248 | 9.672 | 12.2563
2026-04-13 | 66 | 5933.57 | 6496.811 | 6643.788 | 33.4318 | 16.6705 | 0 | 0 | 0 | 43.5568 | 900 | 83.9091 | 13.958 | 30.0807 | 5933.57 | 563.241 | 710.218 | 9.4924 | 11.9695
2026-04-13 | 67 | 6044.15 | 6611.9752 | 6780.1814 | 33.1545 | 17.3409 | 0 | 0 | 0 | 45.5227 | 900 | 83.9091 | 13.4114 | 29.9568 | 6044.15 | 567.8252 | 736.0314 | 9.3946 | 12.1776
2026-04-13 | 68 | 6141.77 | 6745.7627 | 6921.4229 | 32.8773 | 18.0114 | 0 | 0 | 0 | 47.4886 | 900 | 83.9091 | 12.8648 | 29.833 | 6141.77 | 603.9927 | 779.6529 | 9.8342 | 12.6943
2026-04-13 | 69 | 6287.86 | 6904.2639 | 7085.8584 | 32.6 | 18.6818 | 0 | 0 | 0 | 49.4545 | 900 | 37.7159 | 12.3182 | 29.7091 | 6287.86 | 616.4039 | 797.9984 | 9.8031 | 12.6911
2026-04-13 | 70 | 6491.11 | 7059.1894 | 7232.7772 | 31.958 | 19.6932 | 0 | 0 | 0 | 57.5 | 900 | 37.7159 | 11.9909 | 29.1489 | 6491.11 | 568.0794 | 741.6672 | 8.7517 | 11.4259
2026-04-13 | 71 | 6557.41 | 7165.1689 | 7324.9362 | 31.3159 | 20.7045 | 0 | 0 | 0 | 65.5455 | 900 | 37.7159 | 11.6636 | 28.5886 | 6557.41 | 607.7589 | 767.5262 | 9.2683 | 11.7047
2026-04-13 | 72 | 6844.23 | 7420.212 | 7573.6765 | 30.6739 | 21.7159 | 0 | 0 | 0 | 73.5909 | 900 | 37.7159 | 11.3364 | 28.0284 | 6844.23 | 575.982 | 729.4465 | 8.4156 | 10.6578
2026-04-13 | 73 | 7592.78 | 8141.0869 | 8279.987 | 30.0318 | 22.7273 | 0 | 0 | 0 | 81.6364 | 721.4288 | 6.7045 | 11.0091 | 27.4682 | 7592.78 | 548.3069 | 687.207 | 7.2214 | 9.0508
2026-04-13 | 74 | 8098.41 | 8639.0552 | 8766.734 | 29.5114 | 23.3295 | 0 | 0 | 0 | 84.6023 | 721.4288 | 6.7045 | 11.0409 | 26.933 | 8098.41 | 540.6452 | 668.324 | 6.6759 | 8.2525
2026-04-13 | 75 | 8344.65 | 8918.0258 | 9038.3822 | 28.9909 | 23.9318 | 0 | 0 | 0 | 87.5682 | 721.4288 | 6.7045 | 11.0727 | 26.3977 | 8344.65 | 573.3758 | 693.7322 | 6.8712 | 8.3135
2026-04-13 | 76 | 8403.16 | 9086.3654 | 9219.2021 | 28.4705 | 24.5341 | 0 | 0 | 0 | 90.5341 | 721.4288 | 6.7045 | 11.1045 | 25.8625 | 8403.16 | 683.2054 | 816.0421 | 8.1303 | 9.7111
2026-04-13 | 77 | 8785.87 | 9543.8142 | 9661.1691 | 27.95 | 25.1364 | 0 | 0 | 0 | 93.5 | 0 | 0 | 11.1364 | 25.3273 | 8785.87 | 757.9442 | 875.2991 | 8.6269 | 9.9626
2026-04-13 | 78 | 9011.4 | 9646.5488 | 9705.3648 | 27.7466 | 25.4205 | 0 | 0 | 0 | 90.1818 | 0 | 0 | 11.1102 | 25.125 | 9011.4 | 635.1488 | 693.9648 | 7.0483 | 7.701
2026-04-13 | 79 | 8932.91 | 9506.9669 | 9517.7342 | 27.5432 | 25.7045 | 0 | 0 | 0 | 86.8636 | 0 | 0 | 11.0841 | 24.9227 | 8932.91 | 574.0569 | 584.8242 | 6.4263 | 6.5468
2026-04-13 | 80 | 8768.69 | 9287.9892 | 9267.9046 | 27.3398 | 25.9886 | 0 | 0 | 0 | 83.5455 | 0 | 0 | 11.058 | 24.7205 | 8768.69 | 519.2992 | 499.2146 | 5.9222 | 5.6931
2026-04-13 | 81 | 8481.71 | 9047.8092 | 9002.2218 | 27.1364 | 26.2727 | 0 | 0 | 0 | 80.2273 | 0 | 0 | 11.0318 | 24.5182 | 8481.7 | 566.0992 | 520.5118 | 6.6744 | 6.1369
2026-04-13 | 82 | 8386.28 | 8892.482 | 8855.8886 | 26.8364 | 26.7727 | 0 | 0 | 0 | 77.5795 | 0 | 0 | 10.8864 | 24.2432 | 8386.28 | 506.202 | 469.6086 | 6.0361 | 5.5997
2026-04-13 | 83 | 8306.59 | 8793.699 | 8758.5443 | 26.5364 | 27.2727 | 0 | 0 | 0 | 74.9318 | 0 | 0 | 10.7409 | 23.9682 | 8306.59 | 487.109 | 451.9543 | 5.8641 | 5.4409
2026-04-13 | 84 | 8214.21 | 8689.6036 | 8660.1344 | 26.2364 | 27.7727 | 0 | 0 | 0 | 72.2841 | 0 | 0 | 10.5955 | 23.6932 | 8214.2 | 475.3936 | 445.9244 | 5.7875 | 5.4287
2026-04-13 | 85 | 8114.54 | 8552.417 | 8528.837 | 25.9364 | 28.2727 | 0 | 0 | 0 | 69.6364 | 0 | 0 | 10.45 | 23.4182 | 8114.54 | 437.877 | 414.297 | 5.3962 | 5.1056
2026-04-13 | 86 | 7949.51 | 8459.5932 | 8443.6918 | 25.6841 | 28.7159 | 0 | 0 | 0 | 64.2955 | 0 | 0 | 10.5102 | 23.1557 | 7949.51 | 510.0832 | 494.1818 | 6.4165 | 6.2165
2026-04-13 | 87 | 7857.13 | 8359.3305 | 8359.9394 | 25.4318 | 29.1591 | 0 | 0 | 0 | 58.9545 | 0 | 0 | 10.5705 | 22.8932 | 7857.13 | 502.2005 | 502.8094 | 6.3917 | 6.3994
2026-04-13 | 88 | 7762.65 | 8260.5247 | 8275.9097 | 25.1795 | 29.6023 | 0 | 0 | 0 | 53.6136 | 0 | 0 | 10.6307 | 22.6307 | 7762.65 | 497.8747 | 513.2597 | 6.4137 | 6.6119
2026-04-13 | 89 | 8072.16 | 8243.2044 | 8206.6357 | 24.9273 | 30.0455 | 0 | 0 | 0 | 48.2727 | 0 | 0 | 10.6909 | 22.3682 | 7697.16 | 171.0444 | 134.4757 | 2.1189 | 1.6659
2026-04-13 | 90 | 8181.12 | 8276.148 | 8211.5306 | 24.7614 | 31.0341 | 0 | 0 | 0 | 43.8182 | 0 | 0 | 10.7159 | 22.2682 | 7906.12 | 95.028 | 30.4106 | 1.1616 | 0.37172
2026-04-13 | 91 | 8433.51 | 8235.8154 | 8133.0911 | 24.5955 | 32.0227 | 0 | 0 | 0 | 39.3636 | 0 | 0 | 10.7409 | 22.1682 | 7983.51 | -197.6946 | -300.4189 | 2.3442 | 3.5622
2026-04-13 | 92 | 8412.51 | 8080.0636 | 7996.9356 | 24.4295 | 33.0114 | 0 | 0 | 0 | 34.9091 | 0 | 0 | 10.7659 | 22.0682 | 7787.51 | -332.4464 | -415.5744 | 3.9518 | 4.94
2026-04-13 | 93 | 8302.53 | 7905.1393 | 7833.3719 | 24.2636 | 34 | 0 | 0 | 0 | 30.4545 | 0 | 0 | 10.7909 | 21.9682 | 8102.53 | -397.3907 | -469.1581 | 4.7864 | 5.6508
2026-04-13 | 94 | 8220.42 | 7775.8552 | 7714.3143 | 24.067 | 34.8295 | 0 | 0 | 0 | 27.9773 | 0 | 0 | 10.725 | 21.8284 | 8220.42 | -444.5648 | -506.1057 | 5.4081 | 6.1567
2026-04-13 | 95 | 8112.15 | 7631.596 | 7586.5857 | 23.8705 | 35.6591 | 0 | 0 | 0 | 25.5 | 0 | 0 | 10.6591 | 21.6886 | 8112.15 | -480.554 | -525.5643 | 5.9239 | 6.4787
2026-04-13 | 96 | 7963.63 | 7405.8542 | 7296.7268 | 23.6739 | 36.4886 | 0 | 0 | 0 | 23.0227 | 0 | 0 | 10.5932 | 21.5489 | 7963.63 | -557.7758 | -666.9032 | 7.004 | 8.3744
2026-04-14 | 1 | 7816 | 7758.6734 | 7310.7066 | 23.4773 | 37.3182 | 0 | 0 | 0 | 20.5455 | 0 | 0 | 10.5273 | 21.4091 | 7815.52 | -57.3266 | -505.2934 | 0.73345 | 6.4649
2026-04-14 | 2 | 7748 | 7628.9776 | 7231.185 | 23.2477 | 38.2614 | 0 | 0 | 0 | 17.1932 | 0 | 0 | 10.1023 | 21.283 | 7747.58 | -119.0224 | -516.815 | 1.5362 | 6.6703
2026-04-14 | 3 | 7658 | 7604.9223 | 7176.885 | 23.0182 | 39.2045 | 0 | 0 | 0 | 13.8409 | 0 | 0 | 9.6773 | 21.1568 | 7658.13 | -53.0777 | -481.115 | 0.6931 | 6.2825
2026-04-14 | 4 | 7549 | 7521.2572 | 7117.8793 | 22.7886 | 40.1477 | 0 | 0 | 0 | 10.4886 | 0 | 0 | 9.2523 | 21.0307 | 7549.47 | -27.7428 | -431.1207 | 0.3675 | 5.711
2026-04-14 | 5 | 7446 | 7346.0784 | 7042.7112 | 22.5591 | 41.0909 | 0 | 0 | 0 | 7.1364 | 0 | 0 | 8.8273 | 20.9045 | 7446.17 | -99.9216 | -403.2888 | 1.3419 | 5.4162
2026-04-14 | 6 | 7325 | 7285.2352 | 6986.4123 | 22.3307 | 42.0682 | 0 | 0 | 0 | 5.7045 | 0 | 0 | 8.5955 | 20.7489 | 7325.47 | -39.7648 | -338.5877 | 0.54286 | 4.6224
2026-04-14 | 7 | 7255 | 7193.2118 | 6952.2167 | 22.1023 | 43.0455 | 0 | 0 | 0 | 4.2727 | 0 | 0 | 8.3636 | 20.5932 | 7255.09 | -61.7882 | -302.7833 | 0.85166 | 4.1734
2026-04-14 | 8 | 7208 | 7151.6548 | 6916.0472 | 21.8739 | 44.0227 | 0 | 0 | 0 | 2.8409 | 0 | 0 | 8.1318 | 20.4375 | 7208.18 | -56.3452 | -291.9528 | 0.7817 | 4.0504
2026-04-14 | 9 | 7157 | 7077.2 | 6878.0168 | 21.6455 | 45 | 0 | 0 | 0 | 1.4091 | 0 | 0 | 7.9 | 20.2818 | 7156.62 | -79.8 | -278.9832 | 1.115 | 3.898
2026-04-14 | 10 | 7133 | 7017.7361 | 6846.1133 | 21.4477 | 45.8295 | 0 | 0 | 0 | 2.0795 | 0 | 0 | 7.5818 | 20.1489 | 7132.81 | -115.2639 | -286.8867 | 1.6159 | 4.022
2026-04-14 | 11 | 7103 | 7093.8282 | 6808.4989 | 21.25 | 46.6591 | 0 | 0 | 0 | 2.75 | 0 | 0 | 7.2636 | 20.0159 | 7103.36 | -9.1718 | -294.5011 | 0.12913 | 4.1462
2026-04-14 | 12 | 7067 | 6956.581 | 6759.2593 | 21.0523 | 47.4886 | 0 | 0 | 0 | 3.4205 | 0 | 0 | 6.9455 | 19.883 | 7067.02 | -110.419 | -307.7407 | 1.5625 | 4.3546
2026-04-14 | 13 | 7039 | 6955.2584 | 6711.3552 | 20.8545 | 48.3182 | 0 | 0 | 0 | 4.0909 | 0 | 0 | 6.6273 | 19.75 | 7038.92 | -83.7416 | -327.6448 | 1.1897 | 4.6547
2026-04-14 | 14 | 7009 | 6962.3373 | 6689.3254 | 20.7341 | 48.9318 | 0 | 0 | 0 | 3.375 | 0 | 0 | 6.3045 | 19.6966 | 7009.31 | -46.6627 | -319.6746 | 0.66575 | 4.5609
2026-04-14 | 15 | 7007 | 6891.082 | 6660.8265 | 20.6136 | 49.5455 | 0 | 0 | 0 | 2.6591 | 0 | 0 | 5.9818 | 19.6432 | 7006.75 | -115.918 | -346.1735 | 1.6543 | 4.9404
2026-04-14 | 16 | 7014 | 6994.0725 | 6665.2778 | 20.4932 | 50.1591 | 0 | 0 | 0 | 1.9432 | 0 | 0 | 5.6591 | 19.5898 | 7013.83 | -19.9275 | -348.7222 | 0.28411 | 4.9718
2026-04-14 | 17 | 7059 | 6990.6471 | 6693.3536 | 20.3727 | 50.7727 | 0 | 0 | 0 | 1.2273 | 0 | 0 | 5.3364 | 19.5364 | 7059.19 | -68.3529 | -365.6464 | 0.96831 | 5.1799
2026-04-14 | 18 | 7129 | 7081.6074 | 6774.9617 | 20.3295 | 52.0341 | 0 | 0 | 0 | 1.0455 | 0 | 0 | 5.3307 | 19.5886 | 7129.49 | -47.3926 | -354.0383 | 0.66479 | 4.9662
2026-04-14 | 19 | 7237 | 7207.2984 | 6869.4083 | 20.2864 | 53.2955 | 0 | 0 | 0 | 0.86364 | 0 | 0 | 5.325 | 19.6409 | 7237.49 | -29.7016 | -367.5917 | 0.41041 | 5.0793
2026-04-14 | 20 | 7351 | 7307.1177 | 7020.3694 | 20.2432 | 54.5568 | 0 | 0 | 0 | 0.68182 | 0 | 0 | 5.3193 | 19.6932 | 7351.43 | -43.8823 | -330.6306 | 0.59696 | 4.4978
2026-04-14 | 21 | 7281 | 7237.4114 | 7165.2124 | 20.2 | 55.8182 | 0 | 0 | 0 | 0.5 | 0 | 0 | 5.3136 | 19.7455 | 7281.1 | -43.5886 | -115.7876 | 0.59866 | 1.5903
2026-04-14 | 22 | 7346 | 7336.3053 | 7305.9566 | 20.1705 | 56.3068 | 0 | 0 | 0 | 0.46591 | 0 | 0 | 5.2625 | 19.7591 | 7346.07 | -9.6947 | -40.0434 | 0.13197 | 0.54511
2026-04-14 | 23 | 7467 | 7507.6024 | 7487.1508 | 20.1409 | 56.7955 | 0 | 0 | 0 | 0.43182 | 0 | 0 | 5.2114 | 19.7727 | 7567.3 | 40.6024 | 20.1508 | 0.54376 | 0.26986
2026-04-14 | 24 | 7503 | 7658.7573 | 7682.331 | 20.1114 | 57.2841 | 0 | 0 | 0 | 0.39773 | 0 | 0 | 5.1602 | 19.7864 | 7703.44 | 155.7573 | 179.331 | 2.0759 | 2.3901
2026-04-14 | 25 | 7532 | 7755.1365 | 7892.6574 | 20.0818 | 57.7727 | 0 | 0 | 0 | 0.36364 | 0 | 0.26136 | 5.1091 | 19.8 | 7782.41 | 223.1365 | 360.6574 | 2.9625 | 4.7883
2026-04-14 | 26 | 7574 | 7809.4988 | 8020.7344 | 20.6739 | 56.1023 | 0 | 0 | 0 | 0.36364 | 0 | 0.26136 | 5.5148 | 20.3625 | 7824.43 | 235.4988 | 446.7344 | 3.1093 | 5.8983
2026-04-14 | 27 | 7541 | 7744.108 | 7980.2696 | 21.2659 | 54.4318 | 0 | 0 | 0 | 0.36364 | 0 | 0.26136 | 5.9205 | 20.925 | 7791.4 | 203.108 | 439.2696 | 2.6934 | 5.8251
2026-04-14 | 28 | 7176 | 7591.2027 | 7663.385 | 21.858 | 52.7614 | 0 | 0 | 0 | 0.36364 | 0 | 0.26136 | 6.3261 | 21.4875 | 7426.27 | 415.2027 | 487.385 | 5.786 | 6.7919
2026-04-14 | 29 | 6664 | 7045.3199 | 7025.7901 | 22.45 | 51.0909 | 0 | 0 | 0 | 0.36364 | 900 | 12.3636 | 6.7318 | 22.05 | 6864.47 | 381.3199 | 361.7901 | 5.7221 | 5.429
2026-04-14 | 30 | 6455 | 6887.6797 | 6821.3284 | 23.3795 | 48.8295 | 0 | 0 | 0 | 0.30682 | 900 | 12.3636 | 6.1955 | 23.0886 | 6454.97 | 432.6797 | 366.3284 | 6.703 | 5.6751
2026-04-14 | 31 | 6232 | 6731.1287 | 6600.5214 | 24.3091 | 46.5682 | 0 | 0 | 0 | 0.25 | 900 | 12.3636 | 5.6591 | 24.1273 | 6231.57 | 499.1287 | 368.5214 | 8.0091 | 5.9134
2026-04-14 | 32 | 6081 | 6494.9291 | 6398.0578 | 25.2386 | 44.3068 | 0 | 0 | 0 | 0.19318 | 900 | 12.3636 | 5.1227 | 25.1659 | 6081.45 | 413.9291 | 317.0578 | 6.8069 | 5.2139
2026-04-14 | 33 | 5701 | 6069.1959 | 5941.161 | 26.1682 | 42.0455 | 0 | 0 | 0 | 0.13636 | 900 | 48.4091 | 4.5864 | 26.2045 | 5701.38 | 368.1959 | 240.161 | 6.4584 | 4.2126
2026-04-14 | 34 | 5646 | 5964.9172 | 5858.569 | 26.9943 | 39.8523 | 0 | 0 | 0 | 0.36364 | 900 | 48.4091 | 4.6159 | 26.9773 | 5570.52 | 318.9172 | 212.569 | 5.6486 | 3.7649
2026-04-14 | 35 | 5681 | 5863.4777 | 5833.0506 | 27.8205 | 37.6591 | 0 | 0 | 0 | 0.59091 | 900 | 48.4091 | 4.6455 | 27.75 | 5631.11 | 182.4777 | 152.0506 | 3.2121 | 2.6765
2026-04-14 | 36 | 5692 | 5811.9887 | 5834.6909 | 28.6466 | 35.4659 | 0 | 0 | 0 | 0.81818 | 900 | 48.4091 | 4.675 | 28.5227 | 5691.57 | 119.9887 | 142.6909 | 2.108 | 2.5069
2026-04-14 | 37 | 5671 | 5793.6036 | 5776.089 | 29.4727 | 33.2727 | 0 | 0 | 0 | 1.0455 | 900 | 92 | 4.7045 | 29.2955 | 5671.04 | 122.6036 | 105.089 | 2.1619 | 1.8531
2026-04-14 | 38 | 5759 | 5736.5481 | 5735.5961 | 30.1432 | 31.2273 | 0 | 0 | 0 | 0.78409 | 900 | 92 | 4.9466 | 30.0375 | 5759.22 | -22.4519 | -23.4039 | 0.38986 | 0.40639
2026-04-14 | 39 | 5742 | 5711.6015 | 5695.6617 | 30.8136 | 29.1818 | 0 | 0 | 0 | 0.52273 | 900 | 92 | 5.1886 | 30.7795 | 5741.55 | -30.3985 | -46.3383 | 0.52941 | 0.80701
2026-04-14 | 40 | 5757 | 5733.1262 | 5612.9544 | 31.4841 | 27.1364 | 0 | 0 | 0 | 0.26136 | 900 | 92 | 5.4307 | 31.5216 | 5756.84 | -23.8738 | -144.0456 | 0.41469 | 2.5021
2026-04-14 | 41 | 5692 | 5687.494 | 5548.3618 | 32.1545 | 25.0909 | 0 | 0 | 0 | 0 | 900 | 131.1023 | 5.6727 | 32.2636 | 5691.97 | -4.506 | -143.6382 | 0.079164 | 2.5235
2026-04-14 | 42 | 5638 | 5620.4442 | 5522.4926 | 32.6557 | 23.4318 | 0 | 0 | 0 | 0.42045 | 900 | 131.1023 | 6.1364 | 32.7011 | 5637.51 | -17.5558 | -115.5074 | 0.31138 | 2.0487
2026-04-14 | 43 | 5533 | 5619.3887 | 5505.9412 | 33.1568 | 21.7727 | 0 | 0 | 0 | 0.84091 | 900 | 131.1023 | 6.6 | 33.1386 | 5532.55 | 86.3887 | -27.0588 | 1.5613 | 0.48904
2026-04-14 | 44 | 5504 | 5583.0058 | 5493.6775 | 33.658 | 20.1136 | 0 | 0 | 0 | 1.2614 | 900 | 131.1023 | 7.0636 | 33.5761 | 5504.33 | 79.0058 | -10.3225 | 1.4354 | 0.18755
2026-04-14 | 45 | 5461 | 5516.6227 | 5438.9522 | 34.1591 | 18.4545 | 0 | 0 | 0 | 1.6818 | 900 | 159.5568 | 7.5273 | 34.0136 | 5461.3 | 55.6227 | -22.0478 | 1.0185 | 0.40373
2026-04-14 | 46 | 5454 | 5507.0636 | 5441.5797 | 34.4818 | 17.8977 | 0 | 0 | 0 | 1.7386 | 900 | 159.5568 | 7.8795 | 34.3227 | 5453.69 | 53.0636 | -12.4203 | 0.97293 | 0.22773
2026-04-14 | 47 | 5451 | 5468.3658 | 5469.8228 | 34.8045 | 17.3409 | 0 | 0 | 0 | 1.7955 | 900 | 159.5568 | 8.2318 | 34.6318 | 5451.12 | 17.3658 | 18.8228 | 0.31858 | 0.34531
2026-04-14 | 48 | 5440 | 5441.7761 | 5502.3417 | 35.1273 | 16.7841 | 0 | 0 | 0 | 1.8523 | 900 | 159.5568 | 8.5841 | 34.9409 | 5440.1 | 1.7761 | 62.3417 | 0.032649 | 1.146
2026-04-14 | 49 | 5536 | 5526.3142 | 5590.5717 | 35.45 | 16.2273 | 0 | 0 | 0 | 1.9091 | 900 | 173.6818 | 8.9364 | 35.25 | 5536.49 | -9.6858 | 54.5717 | 0.17496 | 0.98576
2026-04-14 | 50 | 5577 | 5530.7717 | 5615.6377 | 35.6011 | 16 | 0 | 0 | 0 | 2.1591 | 900 | 173.6818 | 9.2693 | 35.3193 | 5576.65 | -46.2283 | 38.6377 | 0.82891 | 0.69281
2026-04-14 | 51 | 5558 | 5451.8079 | 5592.3571 | 35.7523 | 15.7727 | 0 | 0 | 0 | 2.4091 | 900 | 173.6818 | 9.6023 | 35.3886 | 5557.54 | -106.1921 | 34.3571 | 1.9106 | 0.61816
2026-04-14 | 52 | 5461 | 5380.9142 | 5543.1815 | 35.9034 | 15.5455 | 0 | 0 | 0 | 2.6591 | 900 | 173.6818 | 9.9352 | 35.458 | 5460.82 | -80.0858 | 82.1815 | 1.4665 | 1.5049
2026-04-14 | 53 | 5124 | 5013.603 | 5279.1646 | 36.0545 | 15.3182 | 0 | 0 | 0 | 2.9091 | 900 | 172 | 10.2682 | 35.5273 | 5124.43 | -110.397 | 155.1646 | 2.1545 | 3.0282
2026-04-14 | 54 | 5087 | 4951.9297 | 5279.5825 | 36.1148 | 15.1818 | 0 | 0 | 0 | 5.1932 | 900 | 172 | 10.4932 | 35.392 | 5087.18 | -135.0703 | 192.5825 | 2.6552 | 3.7858
2026-04-14 | 55 | 5298 | 5112.73 | 5460.9619 | 36.175 | 15.0455 | 0 | 0 | 0 | 7.4773 | 900 | 172 | 10.7182 | 35.2568 | 5297.82 | -185.27 | 162.9619 | 3.497 | 3.0759
2026-04-14 | 56 | 5481 | 5176.6509 | 5611.6932 | 36.2352 | 14.9091 | 0 | 0 | 0 | 9.7614 | 900 | 172 | 10.9432 | 35.1216 | 5481.34 | -304.3491 | 130.6932 | 5.5528 | 2.3845
2026-04-14 | 57 | 5572 | 5283.7871 | 5607.3718 | 36.2955 | 14.7727 | 0 | 0 | 0 | 12.0455 | 900 | 151.5568 | 11.1682 | 34.9864 | 5572.13 | -288.2129 | 35.3718 | 5.1725 | 0.63481
2026-04-14 | 58 | 5689 | 5499.6202 | 5756.0954 | 36.2602 | 14.6932 | 0 | 0 | 0 | 12.1364 | 900 | 151.5568 | 11.3693 | 34.675 | 5689.07 | -189.3798 | 67.0954 | 3.3289 | 1.1794
2026-04-14 | 59 | 5786 | 5632.4493 | 5852.9827 | 36.225 | 14.6136 | 0 | 0 | 0 | 12.2273 | 900 | 151.5568 | 11.5705 | 34.3636 | 5785.77 | -153.5507 | 66.9827 | 2.6538 | 1.1577
2026-04-14 | 60 | 5862 | 5716.8156 | 5920.0048 | 36.1898 | 14.5341 | 0 | 0 | 0 | 12.3182 | 900 | 151.5568 | 11.7716 | 34.0523 | 5862.4 | -145.1844 | 58.0048 | 2.4767 | 0.98951
2026-04-14 | 61 | 5832 | 5629.8443 | 5942.3526 | 36.1545 | 14.4545 | 0 | 0 | 0 | 12.4091 | 900 | 114.5682 | 11.9727 | 33.7409 | 5832.45 | -202.1557 | 110.3526 | 3.4663 | 1.8922
2026-04-14 | 62 | 5846 | 5685.0359 | 6030.9103 | 36.0239 | 14.5909 | 0 | 0 | 0 | 12.3977 | 900 | 114.5682 | 11.9739 | 33.4693 | 5746.29 | -160.9641 | 184.9103 | 2.7534 | 3.163
2026-04-14 | 63 | 5885 | 5773.6783 | 6137.5901 | 35.8932 | 14.7273 | 0 | 0 | 0 | 12.3864 | 900 | 114.5682 | 11.975 | 33.1977 | 5835.05 | -111.3217 | 252.5901 | 1.8916 | 4.2921
2026-04-14 | 64 | 5969 | 5850.3504 | 6235.8933 | 35.7625 | 14.8636 | 0 | 0 | 0 | 12.375 | 900 | 114.5682 | 11.9761 | 32.9261 | 5968.61 | -118.6496 | 266.8933 | 1.9878 | 4.4713
2026-04-14 | 65 | 6069 | 5915.0852 | 6347.1778 | 35.6318 | 15 | 0 | 0 | 0 | 12.3636 | 900 | 75.3068 | 11.9773 | 32.6545 | 6069.24 | -153.9148 | 278.1778 | 2.5361 | 4.5836
2026-04-14 | 66 | 6180 | 6043.7869 | 6456.7075 | 35.2932 | 15.9545 | 0 | 0 | 0 | 11.3864 | 900 | 75.3068 | 11.4625 | 32.5045 | 6180.08 | -136.2131 | 276.7075 | 2.2041 | 4.4775
2026-04-14 | 67 | 6282 | 6121.9721 | 6573.9692 | 34.9545 | 16.9091 | 0 | 0 | 0 | 10.4091 | 900 | 75.3068 | 10.9477 | 32.3545 | 6282.22 | -160.0279 | 291.9692 | 2.5474 | 4.6477
2026-04-14 | 68 | 6384 | 6210.6804 | 6697.5015 | 34.6159 | 17.8636 | 0 | 0 | 0 | 9.4318 | 900 | 75.3068 | 10.433 | 32.2045 | 6383.87 | -173.3196 | 313.5015 | 2.7149 | 4.9107
2026-04-14 | 69 | 6511 | 6327.8 | 6851.7201 | 34.2773 | 18.8182 | 0 | 0 | 0 | 8.4545 | 900 | 36.375 | 9.9182 | 32.0545 | 6511.29 | -183.2 | 340.7201 | 2.8137 | 5.233
2026-04-14 | 70 | 6569 | 6534.7732 | 7003.2896 | 33.5989 | 19.8636 | 0 | 0 | 0 | 8.75 | 900 | 36.375 | 9.7932 | 31.4375 | 6569.23 | -34.2268 | 434.2896 | 0.52104 | 6.6112
2026-04-14 | 71 | 6644 | 6611.6811 | 7105.4189 | 32.9205 | 20.9091 | 0 | 0 | 0 | 9.0455 | 900 | 36.375 | 9.6682 | 30.8205 | 6644.31 | -32.3189 | 461.4189 | 0.48644 | 6.9449
2026-04-14 | 72 | 6977 | 6837.1133 | 7360.5133 | 32.242 | 21.9545 | 0 | 0 | 0 | 9.3409 | 900 | 36.375 | 9.5432 | 30.2034 | 6977.39 | -139.8867 | 383.5133 | 2.005 | 5.4968
2026-04-14 | 73 | 7684 | 7588.5383 | 8077.4821 | 31.5636 | 23 | 0 | 0 | 0 | 9.6364 | 804.3958 | 7.4886 | 9.4182 | 29.5864 | 7684 | -95.4617 | 393.4821 | 1.2423 | 5.1208
2026-04-14 | 74 | 8129 | 8066.3456 | 8565.7652 | 31.0523 | 23.375 | 0 | 0 | 0 | 9.0455 | 804.3958 | 7.4886 | 9.3795 | 29.033 | 8138.52 | -62.6544 | 436.7652 | 0.77075 | 5.3729
2026-04-14 | 75 | 8376 | 8320.8614 | 8843.0635 | 30.5409 | 23.75 | 0 | 0 | 0 | 8.4545 | 804.3958 | 7.4886 | 9.3409 | 28.4795 | 8386.1 | -55.1386 | 467.0635 | 0.65829 | 5.5762
2026-04-14 | 76 | 8402 | 8443.1529 | 9001.7707 | 30.0295 | 24.125 | 0 | 0 | 0 | 7.8636 | 804.3958 | 7.4886 | 9.3023 | 27.9261 | 8411.79 | 41.1529 | 599.7707 | 0.4898 | 7.1384
2026-04-14 | 77 | 8901 | 8798.224 | 9478.7306 | 29.5182 | 24.5 | 0 | 0 | 0 | 7.2727 | 0 | 0.011364 | 9.2636 | 27.3727 | 8900.81 | -102.776 | 577.7306 | 1.1547 | 6.4906
2026-04-14 | 78 | 9177 | 8960.539 | 9584.4609 | 29.1841 | 25.0682 | 0 | 0 | 0 | 8.75 | 0 | 0.011364 | 9.0511 | 27.0852 | 9177.37 | -216.461 | 407.4609 | 2.3587 | 4.44
2026-04-14 | 79 | 9105 | 8868.6391 | 9456.4797 | 28.85 | 25.6364 | 0 | 0 | 0 | 10.2273 | 0 | 0.011364 | 8.8386 | 26.7977 | 9105.39 | -236.3609 | 351.4797 | 2.5959 | 3.8603
2026-04-14 | 80 | 8954 | 8655.0896 | 9235.6732 | 28.5159 | 26.2045 | 0 | 0 | 0 | 11.7045 | 0 | 0.011364 | 8.6261 | 26.5102 | 8953.65 | -298.9104 | 281.6732 | 3.3383 | 3.1458
2026-04-14 | 81 | 8688 | 8355.3563 | 9025.0352 | 28.1818 | 26.7727 | 0 | 0 | 0 | 13.1818 | 0 | 0 | 8.4136 | 26.2227 | 8687.61 | -332.6437 | 337.0352 | 3.8288 | 3.8793
2026-04-14 | 82 | 8569 | 8338.8775 | 8880.5128 | 27.9 | 27.2386 | 0 | 0 | 0 | 11.8409 | 0 | 0 | 8.2489 | 25.9716 | 8568.53 | -230.1225 | 311.5128 | 2.6855 | 3.6353
2026-04-14 | 83 | 8483 | 8263.5383 | 8795.4351 | 27.6182 | 27.7045 | 0 | 0 | 0 | 10.5 | 0 | 0 | 8.0841 | 25.7205 | 8483.41 | -219.4617 | 312.4351 | 2.5871 | 3.6831
2026-04-14 | 84 | 8418 | 8178.8082 | 8703.0736 | 27.3364 | 28.1705 | 0 | 0 | 0 | 9.1591 | 0 | 0 | 7.9193 | 25.4693 | 8417.59 | -239.1918 | 285.0736 | 2.8414 | 3.3865
2026-04-14 | 85 | 8330 | 8070.2095 | 8579.7158 | 27.0545 | 28.6364 | 0 | 0 | 0 | 7.8182 | 0 | 0 | 7.7545 | 25.2182 | 8330.33 | -259.7905 | 249.7158 | 3.1187 | 2.9978
2026-04-14 | 86 | 8305 | 7976.2335 | 8498.3242 | 26.775 | 29.2045 | 0 | 0 | 0 | 6.7273 | 0 | 0 | 7.8216 | 24.933 | 8304.83 | -328.7665 | 193.3242 | 3.9587 | 2.3278
2026-04-14 | 87 | 8262 | 7890.9374 | 8405.2007 | 26.4955 | 29.7727 | 0 | 0 | 0 | 5.6364 | 0 | 0 | 7.8886 | 24.6477 | 8262.37 | -371.0626 | 143.2007 | 4.4912 | 1.7332
2026-04-14 | 88 | 8194 | 7833.6256 | 8340.7133 | 26.2159 | 30.3409 | 0 | 0 | 0 | 4.5455 | 0 | 0 | 7.9557 | 24.3625 | 8194 | -360.3744 | 146.7133 | 4.398 | 1.7905
2026-04-14 | 89 | 8493 | 7963.5727 | 8383.7817 | 25.9364 | 30.9091 | 0 | 0 | 0 | 3.4545 | 0 | 0 | 8.0227 | 24.0773 | 8492.54 | -529.4273 | -109.2183 | 6.2337 | 1.286
2026-04-14 | 90 | 8690 | 8082.6505 | 8479.433 | 25.717 | 31.5795 | 0 | 0 | 0 | 3.8977 | 0 | 0 | 8.083 | 23.883 | 8640.24 | -607.3495 | -210.567 | 6.9891 | 2.4231
2026-04-14 | 91 | 8894 | 8144.5793 | 8463.7126 | 25.4977 | 32.25 | 0 | 0 | 0 | 4.3409 | 0 | 0 | 8.1432 | 23.6886 | 8619.34 | -749.4207 | -430.2874 | 8.4261 | 4.838
2026-04-14 | 92 | 8875 | 8046.1995 | 8327.8843 | 25.2784 | 32.9205 | 0 | 0 | 0 | 4.7841 | 0 | 0 | 8.2034 | 23.4943 | 8625.29 | -828.8005 | -547.1157 | 9.3386 | 6.1647
2026-04-14 | 93 | 8779 | 7917.426 | 8179.2957 | 25.0591 | 33.5909 | 0 | 0 | 0 | 5.2273 | 0 | 0 | 8.2636 | 23.3 | 8628.82 | -861.574 | -599.7043 | 9.814 | 6.8311
2026-04-14 | 94 | 8720 | 7816.6202 | 8063.6031 | 24.8 | 34.1023 | 0 | 0 | 0 | 5.5455 | 0 | 0 | 8.3261 | 23.0261 | 8520.42 | -903.3798 | -656.3969 | 10.3599 | 7.5275
2026-04-14 | 95 | 8609 | 7706.7211 | 7941.5282 | 24.5409 | 34.6136 | 0 | 0 | 0 | 5.8636 | 0 | 0 | 8.3886 | 22.7523 | 8459.44 | -902.2789 | -667.4718 | 10.4806 | 7.7532
2026-04-14 | 96 | 8466 | 7632.5692 | 7798.5271 | 24.2818 | 35.125 | 0 | 0 | 0 | 6.1818 | 0 | 0 | 8.4511 | 22.4784 | 8316.35 | -833.4308 | -667.4729 | 9.8444 | 7.8842
2026-04-15 | 1 | 8269 | 8202.5833 | 7667.1877 | 24.0227 | 35.6364 | 0 | 0 | 0 | 6.5 | 0 | 0 | 8.5136 | 22.2045 | 8268.7 | -66.4167 | -601.8123 | 0.8032 | 7.2779
2026-04-15 | 2 | 8244 | 8129.6928 | 7687.7207 | 23.783 | 36.2273 | 0 | 0 | 0 | 7.2727 | 0 | 0 | 8.5602 | 21.9659 | 8243.61 | -114.3072 | -556.2793 | 1.3866 | 6.7477
2026-04-15 | 3 | 8114 | 8057.58 | 7623.2323 | 23.5432 | 36.8182 | 0 | 0 | 0 | 8.0455 | 0 | 0 | 8.6068 | 21.7273 | 8113.58 | -56.42 | -490.7677 | 0.69534 | 6.0484
2026-04-15 | 4 | 8002 | 7995.8707 | 7578.6722 | 23.3034 | 37.4091 | 0 | 0 | 0 | 8.8182 | 0 | 0 | 8.6534 | 21.4886 | 8021.72 | -6.1293 | -423.3278 | 0.076597 | 5.2903
2026-04-15 | 5 | 7893 | 7884.773 | 7472.7405 | 23.0636 | 38 | 0 | 0 | 0 | 9.5909 | 0 | 0 | 8.7 | 21.25 | 7912.79 | -8.227 | -420.2595 | 0.10423 | 5.3245
2026-04-15 | 6 | 7842 | 7773.782 | 7375.0794 | 22.8568 | 38.6477 | 0 | 0 | 0 | 9.5568 | 0 | 0 | 8.6034 | 21.0761 | 7862.44 | -68.218 | -466.9206 | 0.86991 | 5.9541
2026-04-15 | 7 | 7807 | 7704.0248 | 7317.9826 | 22.65 | 39.2955 | 0 | 0 | 0 | 9.5227 | 0 | 0 | 8.5068 | 20.9023 | 7806.61 | -102.9752 | -489.0174 | 1.319 | 6.2638
2026-04-15 | 8 | 7731 | 7659.3099 | 7282.755 | 22.4432 | 39.9432 | 0 | 0 | 0 | 9.4886 | 0 | 0 | 8.4102 | 20.7284 | 7730.92 | -71.6901 | -448.245 | 0.92731 | 5.798
2026-04-15 | 9 | 7652 | 7601.0337 | 7233.8345 | 22.2364 | 40.5909 | 0 | 0 | 0 | 9.4545 | 0 | 0 | 8.3136 | 20.5545 | 7651.83 | -50.9663 | -418.1655 | 0.66605 | 5.4648
2026-04-15 | 10 | 7584 | 7536.4919 | 7170.6409 | 22.0739 | 41.1932 | 0 | 0 | 0 | 8.2273 | 0 | 0 | 8.1318 | 20.4295 | 7583.59 | -47.5081 | -413.3591 | 0.62642 | 5.4504
2026-04-15 | 11 | 7533 | 7476.0661 | 7113.8189 | 21.9114 | 41.7955 | 0 | 0 | 0 | 7 | 0 | 0 | 7.95 | 20.3045 | 7533.42 | -56.9339 | -419.1811 | 0.75579 | 5.5646
2026-04-15 | 12 | 7524 | 7416.373 | 7059.2598 | 21.7489 | 42.3977 | 0 | 0 | 0 | 5.7727 | 0 | 0 | 7.7682 | 20.1795 | 7523.79 | -107.627 | -464.7402 | 1.4304 | 6.1768
2026-04-15 | 13 | 7494 | 7362.7905 | 7010.736 | 21.5864 | 43 | 0 | 0 | 0 | 4.5455 | 0 | 0 | 7.5864 | 20.0545 | 7494.24 | -131.2095 | -483.264 | 1.7509 | 6.4487
2026-04-15 | 14 | 7474 | 7332.8672 | 6992.8101 | 21.4364 | 43.5568 | 0 | 0 | 0 | 3.8295 | 0 | 0 | 7.3307 | 19.9545 | 7473.56 | -141.1328 | -481.1899 | 1.8883 | 6.4382
2026-04-15 | 15 | 7453 | 7303.0575 | 6965.5477 | 21.2864 | 44.1136 | 0 | 0 | 0 | 3.1136 | 0 | 0 | 7.075 | 19.8545 | 7452.79 | -149.9425 | -487.4523 | 2.0118 | 6.5403
2026-04-15 | 16 | 7437 | 7301.451 | 6971.5025 | 21.1364 | 44.6705 | 0 | 0 | 0 | 2.3977 | 0 | 0 | 6.8193 | 19.7545 | 7436.59 | -135.549 | -465.4975 | 1.8226 | 6.2592
2026-04-15 | 17 | 7490 | 7332.0725 | 7006.0806 | 20.9864 | 45.2273 | 0 | 0 | 0 | 1.6818 | 0 | 0 | 6.5636 | 19.6545 | 7489.89 | -157.9275 | -483.9194 | 2.1085 | 6.4609
2026-04-15 | 18 | 7615 | 7399.6906 | 7083.0605 | 21.0818 | 46.6591 | 0 | 0 | 0 | 2.0909 | 0 | 0 | 6.5636 | 19.8989 | 7615.49 | -215.3094 | -531.9395 | 2.8274 | 6.9854
2026-04-15 | 19 | 7748 | 7492.965 | 7178.6495 | 21.1773 | 48.0909 | 0 | 0 | 0 | 2.5 | 0 | 0 | 6.5636 | 20.1432 | 7747.87 | -255.035 | -569.3505 | 3.2916 | 7.3484
2026-04-15 | 20 | 7862 | 7617.7764 | 7316.8277 | 21.2727 | 49.5227 | 0 | 0 | 0 | 2.9091 | 0 | 0 | 6.5636 | 20.3875 | 7861.87 | -244.2236 | -545.1723 | 3.1064 | 6.9343
2026-04-15 | 21 | 7763 | 7649.7863 | 7400.1201 | 21.3682 | 50.9545 | 0 | 0 | 0 | 3.3182 | 0 | 0 | 6.5636 | 20.6318 | 7763.2 | -113.2137 | -362.8799 | 1.4584 | 4.6745
2026-04-15 | 22 | 7805 | 7721.6207 | 7491.2112 | 21.3216 | 51.2955 | 0 | 0 | 0 | 2.8182 | 0 | 0 | 6.6034 | 20.5989 | 7805.08 | -83.3793 | -313.7888 | 1.0683 | 4.0204
2026-04-15 | 23 | 7986 | 7836.8197 | 7621.1768 | 21.275 | 51.6364 | 0 | 0 | 0 | 2.3182 | 0 | 0 | 6.6432 | 20.5659 | 7985.78 | -149.1803 | -364.8232 | 1.868 | 4.5683
2026-04-15 | 24 | 8086 | 7902.2376 | 7718.3499 | 21.2284 | 51.9773 | 0 | 0 | 0 | 1.8182 | 0 | 0 | 6.683 | 20.533 | 8085.81 | -183.7624 | -367.6501 | 2.2726 | 4.5467
2026-04-15 | 25 | 8152 | 8015.8778 | 7874.1488 | 21.1818 | 52.3182 | 0 | 0 | 0 | 1.3182 | 0 | 0.31818 | 6.7227 | 20.5 | 8151.57 | -136.1222 | -277.8512 | 1.6698 | 3.4084
2026-04-15 | 26 | 8245 | 8083.1755 | 7962.8331 | 21.742 | 50.9545 | 0 | 0 | 0 | 1.0568 | 0 | 0.31818 | 6.9739 | 21.0545 | 8244.5 | -161.8245 | -282.1669 | 1.9627 | 3.4223
2026-04-15 | 27 | 8141 | 8027.2411 | 7908.5126 | 22.3023 | 49.5909 | 0 | 0 | 0 | 0.79545 | 0 | 0.31818 | 7.225 | 21.6091 | 8140.88 | -113.7589 | -232.4874 | 1.3974 | 2.8558
2026-04-15 | 28 | 7780 | 7690.4807 | 7588.9215 | 22.8625 | 48.2273 | 0 | 0 | 0 | 0.53409 | 0 | 0.31818 | 7.4761 | 22.1636 | 7780.38 | -89.5193 | -191.0785 | 1.1506 | 2.456
2026-04-15 | 29 | 7126 | 7065.5298 | 6936.9894 | 23.4227 | 46.8636 | 0 | 0 | 0 | 0.27273 | 900 | 12.9091 | 7.7273 | 22.7182 | 7126.19 | -60.4702 | -189.0106 | 0.84859 | 2.6524
2026-04-15 | 30 | 6820 | 6853.264 | 6734.3556 | 24.317 | 44.875 | 0 | 0 | 0 | 0.20455 | 900 | 12.9091 | 7.0352 | 23.7455 | 6869.87 | 33.264 | -85.6444 | 0.48774 | 1.2558
2026-04-15 | 31 | 6609 | 6627.0998 | 6521.806 | 25.2114 | 42.8864 | 0 | 0 | 0 | 0.13636 | 900 | 12.9091 | 6.3432 | 24.7727 | 6633.88 | 18.0998 | -87.194 | 0.27387 | 1.3193
2026-04-15 | 32 | 6405 | 6414.4099 | 6306.812 | 26.1057 | 40.8977 | 0 | 0 | 0 | 0.068182 | 900 | 12.9091 | 5.6511 | 25.8 | 6425.01 | 9.4099 | -98.188 | 0.14692 | 1.533
2026-04-15 | 33 | 5918 | 5935.1346 | 5814.0265 | 27 | 38.9091 | 0 | 0 | 0 | 0 | 900 | 49.8295 | 4.9591 | 26.8273 | 5917.77 | 17.1346 | -103.9735 | 0.28953 | 1.7569
2026-04-15 | 34 | 5837 | 5857.8221 | 5742.2436 | 27.8557 | 36.8182 | 0 | 0 | 0 | 0 | 900 | 49.8295 | 5.0909 | 27.6068 | 5837.28 | 20.8221 | -94.7564 | 0.35673 | 1.6234
2026-04-15 | 35 | 5814 | 5852.0265 | 5729.8803 | 28.7114 | 34.7273 | 0 | 0 | 0 | 0 | 900 | 49.8295 | 5.2227 | 28.3864 | 5814.43 | 38.0265 | -84.1197 | 0.65405 | 1.4468
2026-04-15 | 36 | 5888 | 5849.7896 | 5727.3396 | 29.567 | 32.6364 | 0 | 0 | 0 | 0 | 900 | 49.8295 | 5.3545 | 29.1659 | 5888.23 | -38.2104 | -160.6604 | 0.64895 | 2.7286
2026-04-15 | 37 | 5926 | 5795.1812 | 5664.5631 | 30.4227 | 30.5455 | 0 | 0 | 0 | 0 | 900 | 94.125 | 5.4864 | 29.9455 | 5925.75 | -130.8188 | -261.4369 | 2.2075 | 4.4117
2026-04-15 | 38 | 5939 | 5804.637 | 5641.7995 | 31.1 | 28.6364 | 0 | 0 | 0 | 0 | 900 | 94.125 | 5.9045 | 30.6864 | 5938.92 | -134.363 | -297.2005 | 2.2624 | 5.0042
2026-04-15 | 39 | 5955 | 5775.1825 | 5606.8057 | 31.7773 | 26.7273 | 0 | 0 | 0 | 0 | 900 | 94.125 | 6.3227 | 31.4273 | 5954.77 | -179.8175 | -348.1943 | 3.0196 | 5.8471
2026-04-15 | 40 | 5955 | 5732.9984 | 5535.429 | 32.4545 | 24.8182 | 0 | 0 | 0 | 0 | 900 | 94.125 | 6.7409 | 32.1682 | 5954.52 | -222.0016 | -419.571 | 3.728 | 7.0457
2026-04-15 | 41 | 5904 | 5683.2423 | 5479.133 | 33.1318 | 22.9091 | 0 | 0 | 0 | 0 | 900 | 133.5 | 7.1591 | 32.9091 | 5904.43 | -220.7577 | -424.867 | 3.7391 | 7.1963
2026-04-15 | 42 | 5851 | 5645.5316 | 5436.7406 | 33.6489 | 21.5455 | 0 | 0 | 0 | 1.5682 | 900 | 133.5 | 7.8636 | 33.3409 | 5851.26 | -205.4684 | -414.2594 | 3.5117 | 7.0801
2026-04-15 | 43 | 5795 | 5631.514 | 5436.9762 | 34.1659 | 20.1818 | 0 | 0 | 0 | 3.1364 | 900 | 133.5 | 8.5682 | 33.7727 | 5794.99 | -163.486 | -358.0238 | 2.8212 | 6.1781
2026-04-15 | 44 | 5776 | 5615.5678 | 5412.7632 | 34.683 | 18.8182 | 0 | 0 | 0 | 4.7045 | 900 | 133.5 | 9.2727 | 34.2045 | 5776.06 | -160.4322 | -363.2368 | 2.7776 | 6.2887
2026-04-15 | 45 | 5742 | 5569.786 | 5351.8879 | 35.2 | 17.4545 | 0 | 0 | 0 | 6.2727 | 900 | 162.0114 | 9.9773 | 34.6364 | 5741.62 | -172.214 | -390.1121 | 2.9992 | 6.794
2026-04-15 | 46 | 5715 | 5554.3701 | 5325.272 | 35.5295 | 16.7955 | 0 | 0 | 0 | 7.8977 | 900 | 162.0114 | 10.5023 | 34.9034 | 5715.21 | -160.6299 | -389.728 | 2.8107 | 6.8194
2026-04-15 | 47 | 5688 | 5579.9265 | 5348.6656 | 35.8591 | 16.1364 | 0 | 0 | 0 | 9.5227 | 900 | 162.0114 | 11.0273 | 35.1705 | 5688.15 | -108.0735 | -339.3344 | 1.9 | 5.9658
2026-04-15 | 48 | 5705 | 5581.0546 | 5344.845 | 36.1886 | 15.4773 | 0 | 0 | 0 | 11.1477 | 900 | 162.0114 | 11.5523 | 35.4375 | 5705.38 | -123.9454 | -360.155 | 2.1726 | 6.313
2026-04-15 | 49 | 5784 | 5670.697 | 5420.3183 | 36.5182 | 14.8182 | 0 | 0 | 0 | 12.7727 | 900 | 176.3636 | 12.0773 | 35.7045 | 5783.99 | -113.303 | -363.6817 | 1.9589 | 6.2877
2026-04-15 | 50 | 5823 | 5696.7558 | 5432.1835 | 36.6943 | 14.375 | 0 | 0 | 0 | 17.8068 | 900 | 176.3636 | 12.5114 | 35.7261 | 5823.04 | -126.2442 | -390.8165 | 2.168 | 6.7116
2026-04-15 | 51 | 5826 | 5665.1542 | 5387.6631 | 36.8705 | 13.9318 | 0 | 0 | 0 | 22.8409 | 900 | 176.3636 | 12.9455 | 35.7477 | 5826.44 | -160.8458 | -438.3369 | 2.7608 | 7.5238
2026-04-15 | 52 | 5748 | 5549.2236 | 5331.2216 | 37.0466 | 13.4886 | 0 | 0 | 0 | 27.875 | 900 | 176.3636 | 13.3795 | 35.7693 | 5748 | -198.7764 | -416.7784 | 3.4582 | 7.2508
2026-04-15 | 53 | 5374 | 5269.9474 | 5054.8633 | 37.2227 | 13.0455 | 0 | 0 | 0 | 32.9091 | 900 | 174.4545 | 13.8136 | 35.7909 | 5373.64 | -104.0526 | -319.1367 | 1.9362 | 5.9385
2026-04-15 | 54 | 5320 | 5254.2359 | 5039.7654 | 37.2841 | 12.8523 | 0 | 0 | 0 | 29.6136 | 900 | 174.4545 | 14.1125 | 35.6591 | 5320.01 | -65.7641 | -280.2346 | 1.2362 | 5.2676
2026-04-15 | 55 | 5548 | 5435.9683 | 5211.1563 | 37.3455 | 12.6591 | 0 | 0 | 0 | 26.3182 | 900 | 174.4545 | 14.4114 | 35.5273 | 5547.75 | -112.0317 | -336.8437 | 2.0193 | 6.0714
2026-04-15 | 56 | 5710 | 5588.2882 | 5349.9104 | 37.4068 | 12.4659 | 0 | 0 | 0 | 23.0227 | 900 | 174.4545 | 14.7102 | 35.3955 | 5709.79 | -121.7118 | -360.0896 | 2.1316 | 6.3063
2026-04-15 | 57 | 5829 | 5584.9311 | 5319.9813 | 37.4682 | 12.2727 | 0 | 0 | 0 | 19.7273 | 900 | 156.8523 | 15.0091 | 35.2636 | 5828.73 | -244.0689 | -509.0187 | 4.1871 | 8.7325
2026-04-15 | 58 | 5912 | 5726.2043 | 5466.3005 | 37.4205 | 12.2386 | 0 | 0 | 0 | 18.7159 | 900 | 156.8523 | 15.1273 | 34.9977 | 5911.55 | -185.7957 | -445.6995 | 3.1427 | 7.5389
2026-04-15 | 59 | 6087 | 5830.1898 | 5569.9542 | 37.3727 | 12.2045 | 0 | 0 | 0 | 17.7045 | 900 | 156.8523 | 15.2455 | 34.7318 | 6087.47 | -256.8102 | -517.0458 | 4.219 | 8.4943
2026-04-15 | 60 | 6172 | 5906.9084 | 5644.704 | 37.325 | 12.1705 | 0 | 0 | 0 | 16.6932 | 900 | 156.8523 | 15.3636 | 34.4659 | 6171.87 | -265.0916 | -527.296 | 4.2951 | 8.5434
2026-04-15 | 61 | 6077 | 5882.6363 | 5627.1414 | 37.2773 | 12.1364 | 0 | 0 | 0 | 15.6818 | 900 | 125.2386 | 15.4818 | 34.2 | 6077.39 | -194.3637 | -449.8586 | 3.1983 | 7.4026
2026-04-15 | 62 | 6145 | 5919.2788 | 5677.4274 | 37.1375 | 12.3182 | 0 | 0 | 0 | 14.4432 | 900 | 125.2386 | 15.3875 | 33.8989 | 6145.35 | -225.7212 | -467.5726 | 3.6732 | 7.609
2026-04-15 | 63 | 6216 | 5980.4662 | 5749.1112 | 36.9977 | 12.5 | 0 | 0 | 0 | 13.2045 | 900 | 125.2386 | 15.2932 | 33.5977 | 6216.25 | -235.5338 | -466.8888 | 3.7892 | 7.5111
2026-04-15 | 64 | 6332 | 6058.2524 | 5827.7827 | 36.858 | 12.6818 | 0 | 0 | 0 | 11.9659 | 900 | 125.2386 | 15.1989 | 33.2966 | 6331.81 | -273.7476 | -504.2173 | 4.3232 | 7.963
2026-04-15 | 65 | 6397 | 6137.3834 | 5904.0935 | 36.7182 | 12.8636 | 0 | 0 | 0 | 10.7273 | 900 | 84.7614 | 15.1045 | 32.9955 | 6397.24 | -259.6166 | -492.9065 | 4.0584 | 7.7053
2026-04-15 | 66 | 6513 | 6241.3611 | 6006.8188 | 36.3977 | 13.5682 | 0 | 0 | 0 | 11.5341 | 900 | 84.7614 | 14.2489 | 32.8898 | 6512.72 | -271.6389 | -506.1812 | 4.1707 | 7.7719
2026-04-15 | 67 | 6588 | 6332.8143 | 6100.4859 | 36.0773 | 14.2727 | 0 | 0 | 0 | 12.3409 | 900 | 84.7614 | 13.3932 | 32.7841 | 6587.85 | -255.1857 | -487.5141 | 3.8735 | 7.4
2026-04-15 | 68 | 6661 | 6431.3514 | 6200.7561 | 35.7568 | 14.9773 | 0 | 0 | 0 | 13.1477 | 900 | 84.7614 | 12.5375 | 32.6784 | 6661.15 | -229.6486 | -460.2439 | 3.4477 | 6.9095
2026-04-15 | 69 | 6807 | 6578.4855 | 6352.9648 | 35.4364 | 15.6818 | 0 | 0 | 0 | 13.9545 | 900 | 40.5227 | 11.6818 | 32.5727 | 6807.01 | -228.5145 | -454.0352 | 3.3571 | 6.6701
2026-04-15 | 70 | 6902 | 6719.409 | 6519.1883 | 34.6534 | 16.9432 | 0 | 0 | 0 | 14.7841 | 900 | 40.5227 | 11.0295 | 31.975 | 6902.12 | -182.591 | -382.8117 | 2.6455 | 5.5464
2026-04-15 | 71 | 6961 | 6809.2987 | 6611.4427 | 33.8705 | 18.2045 | 0 | 0 | 0 | 15.6136 | 900 | 40.5227 | 10.3773 | 31.3773 | 6961.23 | -151.7013 | -349.5573 | 2.1793 | 5.0217
2026-04-15 | 72 | 7330 | 7123.5542 | 6908.7715 | 33.0875 | 19.4659 | 0 | 0 | 0 | 16.4432 | 900 | 40.5227 | 9.725 | 30.7795 | 7330.13 | -206.4458 | -421.2285 | 2.8164 | 5.7466
2026-04-15 | 73 | 8075 | 7856.973 | 7651.4051 | 32.3045 | 20.7273 | 0 | 0 | 0 | 17.2727 | 828.3466 | 7.6818 | 9.0727 | 30.1818 | 8075.03 | -218.027 | -423.5949 | 2.7 | 5.2458
2026-04-15 | 74 | 8536 | 8340.1749 | 8149.2191 | 31.7114 | 21.4773 | 0 | 0 | 0 | 17.6818 | 828.3466 | 7.6818 | 9.0693 | 29.5898 | 8535.89 | -195.8251 | -386.7809 | 2.2941 | 4.5312
2026-04-15 | 75 | 8781 | 8595.1389 | 8411.463 | 31.1182 | 22.2273 | 0 | 0 | 0 | 18.0909 | 828.3466 | 7.6818 | 9.0659 | 28.9977 | 8780.91 | -185.8611 | -369.537 | 2.1166 | 4.2084
2026-04-15 | 76 | 8815 | 8658.5889 | 8501.2611 | 30.525 | 22.9773 | 0 | 0 | 0 | 18.5 | 828.3466 | 7.6818 | 9.0625 | 28.4057 | 8814.73 | -156.4111 | -313.7389 | 1.7744 | 3.5591
2026-04-15 | 77 | 9190 | 9132.6557 | 8969.9476 | 29.9318 | 23.7273 | 0 | 0 | 0 | 18.9091 | 0 | 0.011364 | 9.0591 | 27.8136 | 9189.64 | -57.3443 | -220.0524 | 0.62399 | 2.3945
2026-04-15 | 78 | 9430 | 9294.6973 | 9098.1366 | 29.617 | 24.2841 | 0 | 0 | 0 | 14.2614 | 0 | 0.011364 | 9.0205 | 27.5216 | 9430.46 | -135.3027 | -331.8634 | 1.4348 | 3.5192
2026-04-15 | 79 | 9400 | 9204.002 | 8995.8681 | 29.3023 | 24.8409 | 0 | 0 | 0 | 9.6136 | 0 | 0.011364 | 8.9818 | 27.2295 | 9400.46 | -195.998 | -404.1319 | 2.0851 | 4.2993
2026-04-15 | 80 | 9172 | 9029.5068 | 8805.0934 | 28.9875 | 25.3977 | 0 | 0 | 0 | 4.9659 | 0 | 0.011364 | 8.9432 | 26.9375 | 9172.08 | -142.4932 | -366.9066 | 1.5536 | 4.0003
2026-04-15 | 81 | 8962 | 8816.0548 | 8599.6894 | 28.6727 | 25.9545 | 0 | 0 | 0 | 0.31818 | 0 | 0 | 8.9045 | 26.6455 | 8961.92 | -145.9452 | -362.3106 | 1.6285 | 4.0427
2026-04-15 | 82 | 8899 | 8710.3557 | 8489.3297 | 28.3545 | 26.5682 | 0 | 0 | 0 | 0.25 | 0 | 0 | 8.842 | 26.3477 | 8899.2 | -188.6443 | -409.6703 | 2.1198 | 4.6036
2026-04-15 | 83 | 8827 | 8636.0524 | 8414.5764 | 28.0364 | 27.1818 | 0 | 0 | 0 | 0.18182 | 0 | 0 | 8.7795 | 26.05 | 8826.96 | -190.9476 | -412.4236 | 2.1632 | 4.6723
2026-04-15 | 84 | 8777 | 8561.7948 | 8332.2712 | 27.7182 | 27.7955 | 0 | 0 | 0 | 0.11364 | 0 | 0 | 8.717 | 25.7523 | 8776.86 | -215.2052 | -444.7288 | 2.4519 | 5.067
2026-04-15 | 85 | 8731 | 8461.0992 | 8223.3266 | 27.4 | 28.4091 | 0 | 0 | 0 | 0.045455 | 0 | 0 | 8.6545 | 25.4545 | 8730.7 | -269.9008 | -507.6734 | 3.0913 | 5.8146
2026-04-15 | 86 | 8696 | 8381.8423 | 8123.4883 | 27.1386 | 28.8636 | 0 | 0 | 0 | 0.090909 | 0 | 0 | 8.6386 | 25.192 | 8670.7 | -314.1577 | -572.5117 | 3.6127 | 6.5836
2026-04-15 | 87 | 8649 | 8304.6206 | 8031.9079 | 26.8773 | 29.3182 | 0 | 0 | 0 | 0.13636 | 0 | 0 | 8.6227 | 24.9295 | 8599.29 | -344.3794 | -617.0921 | 3.9817 | 7.1348
2026-04-15 | 88 | 8545 | 8247.1604 | 7973.1331 | 26.6159 | 29.7727 | 0 | 0 | 0 | 0.18182 | 0 | 0 | 8.6068 | 24.667 | 8544.52 | -297.8396 | -571.8669 | 3.4855 | 6.6924
2026-04-15 | 89 | 8930 | 8470.0222 | 8153.1021 | 26.3545 | 30.2273 | 0 | 0 | 0 | 0.22727 | 0 | 0 | 8.5909 | 24.4045 | 8930 | -459.9778 | -776.8979 | 5.1509 | 8.6999
2026-04-15 | 90 | 9188 | 8654.5602 | 8317.5209 | 26.0773 | 31.2159 | 0 | 0 | 0 | 1.5909 | 0 | 0 | 8.242 | 24.2295 | 9087.52 | -533.4398 | -870.4791 | 5.8058 | 9.4741
2026-04-15 | 91 | 9451 | 8793.323 | 8419.8837 | 25.8 | 32.2045 | 0 | 0 | 0 | 2.9545 | 0 | 0 | 7.8932 | 24.0545 | 9051.15 | -657.677 | -1031.1163 | 6.9588 | 10.9101
2026-04-15 | 92 | 9401 | 8721.2251 | 8324.937 | 25.5227 | 33.1932 | 0 | 0 | 0 | 4.3182 | 0 | 0 | 7.5443 | 23.8795 | 8951.46 | -679.7749 | -1076.063 | 7.2309 | 11.4463
2026-04-15 | 93 | 9326 | 8613.8668 | 8206.1258 | 25.2455 | 34.1818 | 0 | 0 | 0 | 5.6818 | 0 | 0 | 7.1955 | 23.7045 | 8725.87 | -712.1332 | -1119.8742 | 7.636 | 12.0081
2026-04-15 | 94 | 9253 | 8531.1149 | 8109.1767 | 24.9614 | 34.8295 | 0 | 0 | 0 | 8.5227 | 0 | 0 | 7.0716 | 23.4455 | 8853.17 | -721.8851 | -1143.8233 | 7.8016 | 12.3616
2026-04-15 | 95 | 9158 | 8427.8173 | 8000.9387 | 24.6773 | 35.4773 | 0 | 0 | 0 | 11.3636 | 0 | 0 | 6.9477 | 23.1864 | 8707.99 | -730.1827 | -1157.0613 | 7.9732 | 12.6344
2026-04-15 | 96 | 9014 | 8477.2421 | 7993.6322 | 24.3932 | 36.125 | 0 | 0 | 0 | 14.2045 | 0 | 0 | 6.8239 | 22.9273 | 8564.06 | -536.7579 | -1020.3678 | 5.9547 | 11.3198
2026-04-16 | 1 | 8816 | 8839.2218 | 8342.2392 | 24.1091 | 36.7727 | 0 | 0 | 0 | 17.0455 | 0 | 0 | 6.7 | 22.6682 | 8565.91 | 23.2218 | -473.7608 | 0.2634 | 5.3739
2026-04-16 | 2 | 8732 | 8759.6616 | 8289.3389 | 23.8841 | 37.4205 | 0 | 0 | 0 | 15.4091 | 0 | 0 | 6.5011 | 22.4841 | 8431.68 | 27.6616 | -442.6611 | 0.31678 | 5.0694
2026-04-16 | 3 | 8624 | 8658.3913 | 8230.6077 | 23.6591 | 38.0682 | 0 | 0 | 0 | 13.7727 | 0 | 0 | 6.3023 | 22.3 | 8224.37 | 34.3913 | -393.3923 | 0.39879 | 4.5616
2026-04-16 | 4 | 8501 | 8574.1654 | 8178.0101 | 23.4341 | 38.7159 | 0 | 0 | 0 | 12.1364 | 0 | 0 | 6.1034 | 22.1159 | 8351.17 | 73.1654 | -322.9899 | 0.86067 | 3.7994
2026-04-16 | 5 | 8389 | 8461.5085 | 8079.2888 | 23.2091 | 39.3636 | 0 | 0 | 0 | 10.5 | 0 | 0 | 5.9045 | 21.9318 | 8189 | 72.5085 | -309.7112 | 0.86433 | 3.6919
2026-04-16 | 6 | 8297 | 8358.6338 | 7972.1156 | 23.0739 | 39.875 | 0 | 0 | 0 | 12.75 | 0 | 0 | 5.6841 | 21.8398 | 8171.61 | 61.6338 | -324.8844 | 0.74284 | 3.9157
2026-04-16 | 7 | 8312 | 8307.8146 | 7918.8939 | 22.9386 | 40.3864 | 0 | 0 | 0 | 15 | 0 | 0 | 5.4636 | 21.7477 | 8261.96 | -4.1854 | -393.1061 | 0.050354 | 4.7294
2026-04-16 | 8 | 8244 | 8260.7368 | 7882.8609 | 22.8034 | 40.8977 | 0 | 0 | 0 | 17.25 | 0 | 0 | 5.2432 | 21.6557 | 8244.36 | 16.7368 | -361.1391 | 0.20302 | 4.3806
2026-04-16 | 9 | 8169 | 8204.4571 | 7833.4467 | 22.6682 | 41.4091 | 0 | 0 | 0 | 19.5 | 0 | 0 | 5.0227 | 21.5636 | 8169.01 | 35.4571 | -335.5533 | 0.43404 | 4.1076
2026-04-16 | 10 | 8095 | 8145.2401 | 7775.848 | 22.5239 | 41.7273 | 0 | 0 | 0 | 19.3636 | 0 | 0 | 5.0318 | 21.4273 | 8095.1 | 50.2401 | -319.152 | 0.62063 | 3.9426
2026-04-16 | 11 | 8046 | 8094.7907 | 7721.8755 | 22.3795 | 42.0455 | 0 | 0 | 0 | 19.2273 | 0 | 0 | 5.0409 | 21.2909 | 8046.32 | 48.7907 | -324.1245 | 0.6064 | 4.0284
2026-04-16 | 12 | 7987 | 8057.2939 | 7668.6538 | 22.2352 | 42.3636 | 0 | 0 | 0 | 19.0909 | 0 | 0 | 5.05 | 21.1545 | 7986.64 | 70.2939 | -318.3462 | 0.8801 | 3.9858
2026-04-16 | 13 | 7910 | 8019.402 | 7619.9597 | 22.0909 | 42.6818 | 0 | 0 | 0 | 18.9545 | 0 | 0 | 5.0591 | 21.0182 | 7910.14 | 109.402 | -290.0403 | 1.3831 | 3.6668
2026-04-16 | 14 | 7881 | 7999.321 | 7591.0864 | 21.9625 | 43.1364 | 0 | 0 | 0 | 15.25 | 0 | 0 | 4.95 | 20.9148 | 7881.34 | 118.321 | -289.9136 | 1.5013 | 3.6786
2026-04-16 | 15 | 7882 | 7978.8071 | 7562.2165 | 21.8341 | 43.5909 | 0 | 0 | 0 | 11.5455 | 0 | 0 | 4.8409 | 20.8114 | 7882.16 | 96.8071 | -319.7835 | 1.2282 | 4.0571
2026-04-16 | 16 | 7854 | 7972.9874 | 7554.2757 | 21.7057 | 44.0455 | 0 | 0 | 0 | 7.8409 | 0 | 0 | 4.7318 | 20.708 | 7853.81 | 118.9874 | -299.7243 | 1.515 | 3.8162
2026-04-16 | 17 | 7839 | 8010.6835 | 7581.5286 | 21.5773 | 44.5 | 0 | 0 | 0 | 4.1364 | 0 | 0 | 4.6227 | 20.6045 | 7838.92 | 171.6835 | -257.4714 | 2.1901 | 3.2845
2026-04-16 | 18 | 7869 | 8085.9211 | 7638.6953 | 21.5057 | 46.5227 | 0 | 0 | 0 | 3.5682 | 0 | 0 | 4.4341 | 20.7216 | 7868.69 | 216.9211 | -230.3047 | 2.7567 | 2.9267
2026-04-16 | 19 | 7955 | 8179.3971 | 7719.6306 | 21.4341 | 48.5455 | 0 | 0 | 0 | 3 | 0 | 0 | 4.2455 | 20.8386 | 7954.55 | 224.3971 | -235.3694 | 2.8208 | 2.9588
2026-04-16 | 20 | 8044 | 8289.4264 | 7829.8892 | 21.3625 | 50.5682 | 0 | 0 | 0 | 2.4318 | 0 | 0 | 4.0568 | 20.9557 | 8043.95 | 245.4264 | -214.1108 | 3.051 | 2.6617
2026-04-16 | 21 | 7880 | 7763.124 | 7833.3956 | 21.2909 | 52.5909 | 0 | 0 | 0 | 1.8636 | 0 | 0 | 3.8682 | 21.0727 | 7879.97 | -116.876 | -46.6044 | 1.4832 | 0.59143
2026-04-16 | 22 | 7887 | 7805.564 | 7888.0246 | 21.2295 | 53.0455 | 0 | 0 | 0 | 2.7841 | 0 | 0 | 4.1068 | 21.0034 | 7886.64 | -81.436 | 1.0246 | 1.0325 | 0.012992
2026-04-16 | 23 | 7943 | 7986.726 | 7985.8551 | 21.1682 | 53.5 | 0 | 0 | 0 | 3.7045 | 0 | 0 | 4.3455 | 20.9341 | 7943.14 | 43.726 | 42.8551 | 0.5505 | 0.53953
2026-04-16 | 24 | 7949 | 8086.756 | 8013.6326 | 21.1068 | 53.9545 | 0 | 0 | 0 | 4.625 | 0 | 0 | 4.5841 | 20.8648 | 7948.56 | 137.756 | 64.6326 | 1.733 | 0.81309
2026-04-16 | 25 | 7998 | 8152.268 | 8089.2039 | 21.0455 | 54.4091 | 0 | 0 | 0 | 5.5455 | 0 | 0.36364 | 4.8227 | 20.7955 | 7998.16 | 154.268 | 91.2039 | 1.9288 | 1.1403
2026-04-16 | 26 | 7966 | 8245.456 | 8129.6239 | 21.7261 | 52.7273 | 0 | 0 | 0 | 7.5 | 0 | 0.36364 | 5.1239 | 21.4602 | 7965.62 | 279.456 | 163.6239 | 3.5081 | 2.054
2026-04-16 | 27 | 7937 | 8141.238 | 8052.8811 | 22.4068 | 51.0455 | 0 | 0 | 0 | 9.4545 | 0 | 0.36364 | 5.425 | 22.125 | 7937.35 | 204.238 | 115.8811 | 2.5732 | 1.46
2026-04-16 | 28 | 7572 | 7780.864 | 7707.2925 | 23.0875 | 49.3636 | 0 | 0 | 0 | 11.4091 | 0 | 0.36364 | 5.7261 | 22.7898 | 7572.03 | 208.864 | 135.2925 | 2.7584 | 1.7867
2026-04-16 | 29 | 6920 | 7126.929 | 7083.9605 | 23.7682 | 47.6818 | 0 | 0 | 0 | 13.3636 | 900 | 13.1932 | 6.0273 | 23.4545 | 6920.24 | 206.929 | 163.9605 | 2.9903 | 2.3694
2026-04-16 | 30 | 6653 | 6820.724 | 6868.8926 | 24.8364 | 45.375 | 0 | 0 | 0 | 18.4205 | 900 | 13.1932 | 5.3261 | 24.6773 | 6652.51 | 167.724 | 215.8926 | 2.521 | 3.245
2026-04-16 | 31 | 6468 | 6609.868 | 6647.1133 | 25.9045 | 43.0682 | 0 | 0 | 0 | 23.4773 | 900 | 13.1932 | 4.625 | 25.9 | 6468.18 | 141.868 | 179.1133 | 2.1934 | 2.7692
2026-04-16 | 32 | 6318 | 6405.81 | 6437.5651 | 26.9727 | 40.7614 | 0 | 0 | 0 | 28.5341 | 900 | 13.1932 | 3.9239 | 27.1227 | 6317.66 | 87.81 | 119.5651 | 1.3898 | 1.8925
2026-04-16 | 33 | 5924 | 5918.844 | 5953.4935 | 28.0409 | 38.4545 | 0 | 0 | 0 | 33.5909 | 900 | 49.6023 | 3.2227 | 28.3455 | 5924.31 | -5.156 | 29.4935 | 0.087036 | 0.49786
2026-04-16 | 34 | 5846 | 5837.126 | 5864.0445 | 28.9545 | 36.1591 | 0 | 0 | 0 | 39.5341 | 900 | 49.6023 | 3.283 | 29.1739 | 5846.4 | -8.874 | 18.0445 | 0.1518 | 0.30866
2026-04-16 | 35 | 5851 | 5814.793 | 5856.8731 | 29.8682 | 33.8636 | 0 | 0 | 0 | 45.4773 | 900 | 49.6023 | 3.3432 | 30.0023 | 5851.46 | -36.207 | 5.8731 | 0.61882 | 0.10038
2026-04-16 | 36 | 5902 | 5888.2166 | 5847.7898 | 30.7818 | 31.5682 | 0 | 0 | 0 | 51.4205 | 900 | 49.6023 | 3.4034 | 30.8307 | 5902.33 | -13.7834 | -54.2102 | 0.23354 | 0.91851
2026-04-16 | 37 | 6025 | 5926.548 | 5792.2307 | 31.6955 | 29.2727 | 0 | 0 | 0 | 57.3636 | 900 | 91.375 | 3.4636 | 31.6591 | 6025.26 | -98.452 | -232.7693 | 1.6341 | 3.8634
2026-04-16 | 38 | 6100 | 5939.256 | 5788.3913 | 32.3693 | 27.6136 | 0 | 0 | 0 | 60.8295 | 900 | 91.375 | 3.7898 | 32.4216 | 6100.42 | -160.744 | -311.6087 | 2.6351 | 5.1083
2026-04-16 | 39 | 6117 | 5955.548 | 5750.5877 | 33.0432 | 25.9545 | 0 | 0 | 0 | 64.2955 | 900 | 91.375 | 4.1159 | 33.1841 | 6117.06 | -161.452 | -366.4123 | 2.6394 | 5.9901
2026-04-16 | 40 | 6122 | 5955.2158 | 5733.2304 | 33.717 | 24.2955 | 0 | 0 | 0 | 67.7614 | 900 | 91.375 | 4.442 | 33.9466 | 6121.52 | -166.7842 | -388.7696 | 2.7243 | 6.3504
2026-04-16 | 41 | 6095 | 5949.6528 | 5684.3437 | 34.3909 | 22.6364 | 0 | 0 | 0 | 71.2273 | 900 | 126.2841 | 4.7682 | 34.7091 | 6095.42 | -145.3472 | -410.6563 | 2.3847 | 6.7376
2026-04-16 | 42 | 6064 | 5883.8577 | 5632.1785 | 34.8659 | 21.5114 | 0 | 0 | 0 | 72.9886 | 900 | 126.2841 | 4.8523 | 35.2364 | 6063.61 | -180.1423 | -431.8215 | 2.9707 | 7.1211
2026-04-16 | 43 | 6077 | 5846.8475 | 5614.1324 | 35.3409 | 20.3864 | 0 | 0 | 0 | 74.75 | 900 | 126.2841 | 4.9364 | 35.7636 | 6077.46 | -230.1525 | -462.8676 | 3.7873 | 7.6167
2026-04-16 | 44 | 6024 | 5834.5392 | 5610.0828 | 35.8159 | 19.2614 | 0 | 0 | 0 | 76.5114 | 900 | 126.2841 | 5.0205 | 36.2909 | 6023.71 | -189.4608 | -413.9172 | 3.1451 | 6.8711
2026-04-16 | 45 | 5941 | 5793.2606 | 5574.0351 | 36.2909 | 18.1364 | 0 | 0 | 0 | 78.2727 | 900 | 147.8636 | 5.1045 | 36.8182 | 5941.33 | -147.7394 | -366.9649 | 2.4868 | 6.1768
2026-04-16 | 46 | 5943 | 5760.932 | 5552.2058 | 36.6557 | 17.3864 | 0 | 0 | 0 | 79.8295 | 900 | 147.8636 | 5.2557 | 37.142 | 5942.87 | -182.068 | -390.7942 | 3.0636 | 6.5757
2026-04-16 | 47 | 5978 | 5763.1323 | 5573.5977 | 37.0205 | 16.6364 | 0 | 0 | 0 | 81.3864 | 900 | 147.8636 | 5.4068 | 37.4659 | 5977.82 | -214.8677 | -404.4023 | 3.5943 | 6.7648
2026-04-16 | 48 | 5957 | 5758.9604 | 5571.7074 | 37.3852 | 15.8864 | 0 | 0 | 0 | 82.9432 | 900 | 147.8636 | 5.558 | 37.7898 | 5956.87 | -198.0396 | -385.2926 | 3.3245 | 6.4679
2026-04-16 | 49 | 6103 | 5840.5828 | 5659.3945 | 37.75 | 15.1364 | 0 | 0 | 0 | 84.5 | 900 | 153.9091 | 5.7091 | 38.1136 | 6103.12 | -262.4172 | -443.6055 | 4.2998 | 7.2686
2026-04-16 | 50 | 6176 | 5870.499 | 5690.9585 | 37.9284 | 14.5682 | 0 | 0 | 0 | 80.75 | 900 | 153.9091 | 6.492 | 38.0216 | 6175.5 | -305.501 | -485.0415 | 4.9466 | 7.8537
2026-04-16 | 51 | 6153 | 5861.4333 | 5679.3065 | 38.1068 | 14 | 0 | 0 | 0 | 77 | 900 | 153.9091 | 7.275 | 37.9295 | 6153.26 | -291.5667 | -473.6935 | 4.7386 | 7.6986
2026-04-16 | 52 | 6047 | 5810.4902 | 5639.5231 | 38.2852 | 13.4318 | 0 | 0 | 0 | 73.25 | 900 | 153.9091 | 8.058 | 37.8375 | 6047.45 | -236.5098 | -407.4769 | 3.9112 | 6.7385
2026-04-16 | 53 | 5712 | 5523.7029 | 5386.8818 | 38.4636 | 12.8636 | 0 | 0 | 0 | 69.5 | 900 | 147.6023 | 8.8409 | 37.7455 | 5711.72 | -188.2971 | -325.1182 | 3.2965 | 5.6918
2026-04-16 | 54 | 5666 | 5503.5822 | 5382.1222 | 38.5182 | 12.7159 | 0 | 0 | 0 | 67.8636 | 900 | 147.6023 | 9.4318 | 37.5739 | 5666.12 | -162.4178 | -283.8778 | 2.8665 | 5.0102
2026-04-16 | 55 | 5902 | 5689.2347 | 5558.7344 | 38.5727 | 12.5682 | 0 | 0 | 0 | 66.2273 | 900 | 147.6023 | 10.0227 | 37.4023 | 5901.94 | -212.7653 | -343.2656 | 3.605 | 5.8161
2026-04-16 | 56 | 6032 | 5833.9248 | 5704.6047 | 38.6273 | 12.4205 | 0 | 0 | 0 | 64.5909 | 900 | 147.6023 | 10.6136 | 37.2307 | 6032.34 | -198.0752 | -327.3953 | 3.2837 | 5.4276
2026-04-16 | 57 | 6105 | 5916.4825 | 5762.2244 | 38.6818 | 12.2727 | 0 | 0 | 0 | 62.9545 | 900 | 137.0114 | 11.2045 | 37.0591 | 6104.94 | -188.5175 | -342.7756 | 3.0879 | 5.6147
2026-04-16 | 58 | 6300 | 6022.7041 | 5887.7068 | 38.6273 | 12.2614 | 0 | 0 | 0 | 61.0682 | 900 | 137.0114 | 11.5841 | 36.7307 | 6300.48 | -277.2959 | -412.2932 | 4.4015 | 6.5443
2026-04-16 | 59 | 6463 | 6147.946 | 6000.0767 | 38.5727 | 12.25 | 0 | 0 | 0 | 59.1818 | 900 | 137.0114 | 11.9636 | 36.4023 | 6463.35 | -315.054 | -462.9233 | 4.8747 | 7.1627
2026-04-16 | 60 | 6542 | 6228.1704 | 6083.4469 | 38.5182 | 12.2386 | 0 | 0 | 0 | 57.2955 | 900 | 137.0114 | 12.3432 | 36.0739 | 6542.42 | -313.8296 | -458.5531 | 4.7972 | 7.0094
2026-04-16 | 61 | 6471 | 6181.2414 | 6061.2177 | 38.4636 | 12.2273 | 0 | 0 | 0 | 55.4091 | 900 | 110.0568 | 12.7227 | 35.7455 | 6471.12 | -289.7586 | -409.7823 | 4.4778 | 6.3326
2026-04-16 | 62 | 6519 | 6231.0303 | 6109.0301 | 38.3239 | 12.3295 | 0 | 0 | 0 | 59.9091 | 900 | 110.0568 | 12.7602 | 35.4682 | 6518.94 | -287.9697 | -409.9699 | 4.4174 | 6.2888
2026-04-16 | 63 | 6628 | 6294.1029 | 6175.0336 | 38.1841 | 12.4318 | 0 | 0 | 0 | 64.4091 | 900 | 110.0568 | 12.7977 | 35.1909 | 6627.89 | -333.8971 | -452.9664 | 5.0377 | 6.8341
2026-04-16 | 64 | 6715 | 6378.0423 | 6254.6044 | 38.0443 | 12.5341 | 0 | 0 | 0 | 68.9091 | 900 | 110.0568 | 12.8352 | 34.9136 | 6714.88 | -336.9577 | -460.3956 | 5.018 | 6.8562
2026-04-16 | 65 | 6751 | 6445.9173 | 6330.8756 | 37.9045 | 12.6364 | 0 | 0 | 0 | 73.4091 | 900 | 71.125 | 12.8727 | 34.6364 | 6751.44 | -305.0827 | -420.1244 | 4.5191 | 6.2231
2026-04-16 | 66 | 6814 | 6555.481 | 6441.1102 | 37.5125 | 13.5568 | 0 | 0 | 0 | 71.25 | 900 | 71.125 | 12.1182 | 34.4773 | 6814.34 | -258.519 | -372.8898 | 3.7939 | 5.4724
2026-04-16 | 67 | 6850 | 6636.737 | 6530.3702 | 37.1205 | 14.4773 | 0 | 0 | 0 | 69.0909 | 900 | 71.125 | 11.3636 | 34.3182 | 6850.48 | -213.263 | -319.6298 | 3.1133 | 4.6661
2026-04-16 | 68 | 6894 | 6727.3216 | 6630.4465 | 36.7284 | 15.3977 | 0 | 0 | 0 | 66.9318 | 900 | 71.125 | 10.6091 | 34.1591 | 6893.52 | -166.6784 | -263.5535 | 2.4177 | 3.8229
2026-04-16 | 69 | 6992 | 6865.7451 | 6771.058 | 36.3364 | 16.3182 | 0 | 0 | 0 | 64.7727 | 880.2867 | 29.4886 | 9.8545 | 34 | 6991.51 | -126.2549 | -220.942 | 1.8057 | 3.1599
2026-04-16 | 70 | 7088 | 6994.9093 | 6913.3897 | 35.567 | 17.4432 | 0 | 0 | 0 | 64.2159 | 880.2867 | 29.4886 | 9.3739 | 33.3761 | 7087.69 | -93.0907 | -174.6103 | 1.3134 | 2.4635
2026-04-16 | 71 | 7257 | 7077.8006 | 7007.5513 | 34.7977 | 18.5682 | 0 | 0 | 0 | 63.6591 | 880.2867 | 29.4886 | 8.8932 | 32.7523 | 7257.23 | -179.1994 | -249.4487 | 2.4693 | 3.4374
2026-04-16 | 72 | 7682 | 7388.7132 | 7305.0956 | 34.0284 | 19.6932 | 0 | 0 | 0 | 63.1023 | 880.2867 | 29.4886 | 8.4125 | 32.1284 | 7682.11 | -293.2868 | -376.9044 | 3.8178 | 4.9063
2026-04-16 | 73 | 8321 | 8120.3219 | 8025.3846 | 33.2591 | 20.8182 | 0 | 0 | 0 | 62.5455 | 607.4299 | 6.2159 | 7.9318 | 31.5045 | 8321.44 | -200.6781 | -295.6154 | 2.4117 | 3.5526
2026-04-16 | 74 | 8785 | 8597.5749 | 8504.1662 | 32.7102 | 21.3068 | 0 | 0 | 0 | 64.9886 | 607.4299 | 6.2159 | 7.9795 | 30.9261 | 8485.29 | -187.4251 | -280.8338 | 2.1335 | 3.1967
2026-04-16 | 75 | 9043 | 8850.5578 | 8760.1019 | 32.1614 | 21.7955 | 0 | 0 | 0 | 67.4318 | 607.4299 | 6.2159 | 8.0273 | 30.3477 | 8642.7 | -192.4422 | -282.8981 | 2.1281 | 3.1284
2026-04-16 | 76 | 8965 | 8906.5298 | 8827.7533 | 31.6125 | 22.2841 | 0 | 0 | 0 | 69.875 | 607.4299 | 6.2159 | 8.075 | 29.7693 | 8664.91 | -58.4702 | -137.2467 | 0.65221 | 1.5309
2026-04-16 | 77 | 9315 | 9338.3548 | 9280.6263 | 31.0636 | 22.7727 | 0 | 0 | 0 | 72.3182 | 0 | 0 | 8.1227 | 29.1909 | 9090.18 | 23.3548 | -34.3737 | 0.25072 | 0.36901
2026-04-16 | 78 | 9553 | 9588.4277 | 9512.3753 | 30.8068 | 23.2841 | 0 | 0 | 0 | 72.3636 | 0 | 0 | 7.9761 | 28.9648 | 9378.27 | 35.4277 | -40.6247 | 0.37085 | 0.42526
2026-04-16 | 79 | 9539 | 9540.7137 | 9457.0789 | 30.55 | 23.7955 | 0 | 0 | 0 | 72.4091 | 0 | 0 | 7.8295 | 28.7386 | 9338.6 | 1.7137 | -81.9211 | 0.017965 | 0.8588
2026-04-16 | 80 | 9407 | 9372.3065 | 9311.9204 | 30.2932 | 24.3068 | 0 | 0 | 0 | 72.4545 | 0 | 0 | 7.683 | 28.5125 | 9256.89 | -34.6935 | -95.0796 | 0.36881 | 1.0107
2026-04-16 | 81 | 9243 | 9138.1277 | 9088.7102 | 30.0364 | 24.8182 | 0 | 0 | 0 | 72.5 | 0 | 0 | 7.5364 | 28.2864 | 9058.12 | -104.8723 | -154.2898 | 1.1346 | 1.6693
2026-04-16 | 82 | 9183 | 9026.6862 | 8975.8165 | 29.6295 | 25.5 | 0 | 0 | 0 | 73.3409 | 0 | 0 | 7.5386 | 27.8932 | 8808.01 | -156.3138 | -207.1835 | 1.7022 | 2.2562
2026-04-16 | 83 | 9126 | 8946.4592 | 8902.609 | 29.2227 | 26.1818 | 0 | 0 | 0 | 74.1818 | 0 | 0 | 7.5409 | 27.5 | 8850.85 | -179.5408 | -223.391 | 1.9674 | 2.4479
2026-04-16 | 84 | 9095 | 8871.8545 | 8828.6054 | 28.8159 | 26.8636 | 0 | 0 | 0 | 75.0227 | 0 | 0 | 7.5432 | 27.1068 | 8844.99 | -223.1455 | -266.3946 | 2.4535 | 2.929
2026-04-16 | 85 | 8962 | 8786.0306 | 8734.9482 | 28.4091 | 27.5455 | 0 | 0 | 0 | 75.8636 | 0 | 0 | 7.5455 | 26.7136 | 8586.67 | -175.9694 | -227.0518 | 1.9635 | 2.5335
2026-04-16 | 86 | 8916 | 8714.7243 | 8655.9581 | 28.1682 | 28.0455 | 0 | 0 | 0 | 77.4091 | 0 | 0 | 7.5568 | 26.4955 | 8541.02 | -201.2757 | -260.0419 | 2.2575 | 2.9166
2026-04-16 | 87 | 8871 | 8649.3975 | 8584.3319 | 27.9273 | 28.5455 | 0 | 0 | 0 | 78.9545 | 0 | 0 | 7.5682 | 26.2773 | 8496.19 | -221.6025 | -286.6681 | 2.4981 | 3.2315
2026-04-16 | 88 | 8844 | 8565.2683 | 8511.8215 | 27.6864 | 29.0455 | 0 | 0 | 0 | 80.5 | 0 | 0 | 7.5795 | 26.0591 | 8468.66 | -278.7317 | -332.1785 | 3.1516 | 3.756
2026-04-16 | 89 | 9348 | 8865.7766 | 8763.2469 | 27.4455 | 29.5455 | 0 | 0 | 0 | 82.0455 | 0 | 0 | 7.5909 | 25.8409 | 9148.26 | -482.2234 | -584.7531 | 5.1586 | 6.2554
2026-04-16 | 90 | 9816 | 9053.2056 | 8924.9727 | 27.3352 | 30.1477 | 0 | 0 | 0 | 83.0341 | 0 | 0 | 7.5307 | 25.7852 | 9391.34 | -762.7944 | -891.0273 | 7.7709 | 9.0773
2026-04-16 | 91 | 10068 | 9273.192 | 9106.2174 | 27.225 | 30.75 | 0 | 0 | 0 | 84.0227 | 0 | 0 | 7.4705 | 25.7295 | 9218.49 | -794.808 | -961.7826 | 7.8944 | 9.5529
2026-04-16 | 92 | 10053 | 9220.7851 | 9047.0155 | 27.1148 | 31.3523 | 0 | 0 | 0 | 85.0114 | 0 | 0 | 7.4102 | 25.6739 | 9402.92 | -832.2149 | -1005.9845 | 8.2783 | 10.0068
2026-04-16 | 93 | 9969 | 9119.5552 | 8938.4654 | 27.0045 | 31.9545 | 0 | 0 | 0 | 86 | 0 | 0 | 7.35 | 25.6182 | 9618.54 | -849.4448 | -1030.5346 | 8.5209 | 10.3374
2026-04-16 | 94 | 9913 | 9044.3358 | 8860.7449 | 26.7602 | 32.5227 | 0 | 0 | 0 | 88.8295 | 0 | 0 | 7.3091 | 25.3966 | 9162.94 | -868.6642 | -1052.2551 | 8.7629 | 10.6149
2026-04-16 | 95 | 9802 | 8937.5335 | 8751.5188 | 26.5159 | 33.0909 | 0 | 0 | 0 | 91.6591 | 0 | 0 | 7.2682 | 25.175 | 8951.9 | -864.4665 | -1050.4812 | 8.8193 | 10.717
2026-04-16 | 96 | 9700 | 8817.8878 | 8678.2394 | 26.2716 | 33.6591 | 0 | 0 | 0 | 94.4886 | 0 | 0 | 7.2273 | 24.9534 | 9050.4 | -882.1122 | -1021.7606 | 9.0939 | 10.5336
2026-04-17 | 1 | 9452 | 9407.7894 | 8856.2089 | 26.0273 | 34.2273 | 0 | 0 | 0 | 97.3182 | 0 | 0 | 7.1864 | 24.7318 | 8926.83 | -44.2106 | -595.7911 | 0.46774 | 6.3033
2026-04-17 | 2 | 9366 | 9281.4942 | 8875.4279 | 25.9 | 34.6591 | 0 | 0 | 0 | 96.9318 | 0 | 0 | 6.983 | 24.642 | 8966.08 | -84.5058 | -490.5721 | 0.90226 | 5.2378
2026-04-17 | 3 | 9281 | 9220.318 | 8871.9967 | 25.7727 | 35.0909 | 0 | 0 | 0 | 96.5455 | 0 | 0 | 6.7795 | 24.5523 | 9031.07 | -60.682 | -409.0033 | 0.65383 | 4.4069
2026-04-17 | 4 | 9149 | 9116.1317 | 8789.472 | 25.6455 | 35.5227 | 0 | 0 | 0 | 96.1591 | 0 | 0 | 6.5761 | 24.4625 | 9048.86 | -32.8683 | -359.528 | 0.35926 | 3.9297
2026-04-17 | 5 | 9079 | 8997.8711 | 8672.0381 | 25.5182 | 35.9545 | 0 | 0 | 0 | 95.7727 | 0 | 0 | 6.3727 | 24.3727 | 9028.62 | -81.1289 | -406.9619 | 0.89359 | 4.4825
2026-04-17 | 6 | 8943 | 8898.937 | 8564.7229 | 25.3295 | 36.3864 | 0 | 0 | 0 | 94.8864 | 0 | 0 | 6.0625 | 24.2409 | 8943.18 | -44.063 | -378.2771 | 0.49271 | 4.2299
2026-04-17 | 7 | 8889 | 8836.4454 | 8515.5025 | 25.1409 | 36.8182 | 0 | 0 | 0 | 94 | 0 | 0 | 5.7523 | 24.1091 | 8889.31 | -52.5546 | -373.4975 | 0.59123 | 4.2018
2026-04-17 | 8 | 8822 | 8797.5545 | 8472.0569 | 24.9523 | 37.25 | 0 | 0 | 0 | 93.1136 | 0 | 0 | 5.442 | 23.9773 | 8822.35 | -24.4455 | -349.9431 | 0.2771 | 3.9667
2026-04-17 | 9 | 8724 | 8758.4256 | 8416.8765 | 24.7636 | 37.6818 | 0 | 0 | 0 | 92.2273 | 0 | 0 | 5.1318 | 23.8455 | 8724.01 | 34.4256 | -307.1235 | 0.39461 | 3.5204
2026-04-17 | 10 | 8643 | 8712.9161 | 8357.4371 | 24.5932 | 38.3295 | 0 | 0 | 0 | 93.1477 | 0 | 0 | 5.0239 | 23.7034 | 8642.9 | 69.9161 | -285.5629 | 0.80893 | 3.304
2026-04-17 | 11 | 8560 | 8664.8421 | 8306.6139 | 24.4227 | 38.9773 | 0 | 0 | 0 | 94.0682 | 0 | 0 | 4.9159 | 23.5614 | 8560.21 | 104.8421 | -253.3861 | 1.2248 | 2.9601
2026-04-17 | 12 | 8491 | 8616.0308 | 8273.7544 | 24.2523 | 39.625 | 0 | 0 | 0 | 94.9886 | 0 | 0 | 4.808 | 23.4193 | 8491.33 | 125.0308 | -217.2456 | 1.4725 | 2.5585
2026-04-17 | 13 | 8466 | 8575.0224 | 8240.2172 | 24.0818 | 40.2727 | 0 | 0 | 0 | 95.9091 | 0 | 0 | 4.7 | 23.2773 | 8465.69 | 109.0224 | -225.7828 | 1.2878 | 2.6669
2026-04-17 | 14 | 8482 | 8548.4641 | 8220.9678 | 23.9352 | 40.6364 | 0 | 0 | 0 | 96.7727 | 0 | 0 | 4.8477 | 23.1159 | 8481.81 | 66.4641 | -261.0322 | 0.78359 | 3.0775
2026-04-17 | 15 | 8422 | 8528.4231 | 8205.8903 | 23.7886 | 41 | 0 | 0 | 0 | 97.6364 | 0 | 0 | 4.9955 | 22.9545 | 8421.68 | 106.4231 | -216.1097 | 1.2636 | 2.566
2026-04-17 | 16 | 8412 | 8516.8224 | 8207.3766 | 23.642 | 41.3636 | 0 | 0 | 0 | 98.5 | 0 | 0 | 5.1432 | 22.7932 | 8412.12 | 104.8224 | -204.6234 | 1.2461 | 2.4325
2026-04-17 | 17 | 8392 | 8336.455 | 8255.0345 | 23.4955 | 41.7273 | 0 | 0 | 0 | 99.3636 | 0 | 0 | 5.2909 | 22.6318 | 8392.41 | -55.545 | -136.9655 | 0.66188 | 1.6321
2026-04-17 | 18 | 8428 | 8408.7922 | 7868.69 | 23.4375 | 42.1591 | 0 | 0 | 0 | 98.3523 | 0 | 0 | 5.6341 | 22.5523 | 8428.37 | -19.2078 | -559.31 | 0.22791 | 6.6363
2026-04-17 | 19 | 8479 | 8503.7752 | 7954.55 | 23.3795 | 42.5909 | 0 | 0 | 0 | 97.3409 | 0 | 0 | 5.9773 | 22.4727 | 8479.39 | 24.7752 | -524.45 | 0.29219 | 6.1853
2026-04-17 | 20 | 8585 | 8607.1752 | 8043.95 | 23.3216 | 43.0227 | 0 | 0 | 0 | 96.3295 | 0 | 0 | 6.3205 | 22.3932 | 8584.64 | 22.1752 | -541.05 | 0.2583 | 6.3023
2026-04-17 | 21 | 8245 | 8357.4368 | 7879.97 | 23.2636 | 43.4545 | 0 | 0 | 0 | 95.3182 | 0 | 0 | 6.6636 | 22.3136 | 8244.54 | 112.4368 | -365.03 | 1.3637 | 4.4273
2026-04-17 | 22 | 7962 | 8401.7019 | 7886.64 | 23.4568 | 43.3068 | 0 | 0 | 0 | 96.1364 | 0 | 0 | 6.8261 | 22.525 | 7962.22 | 439.7019 | -75.36 | 5.5225 | 0.9465
2026-04-17 | 23 | 8398 | 8513.1693 | 7943.14 | 23.65 | 43.1591 | 0 | 0 | 0 | 96.9545 | 0 | 0 | 6.9886 | 22.7364 | 8197.7 | 115.1693 | -454.86 | 1.3714 | 5.4163
2026-04-17 | 24 | 8345 | 8545.8942 | 7948.56 | 23.8432 | 43.0114 | 0 | 0 | 0 | 97.7727 | 0 | 0 | 7.1511 | 22.9477 | 8195.08 | 200.8942 | -396.44 | 2.4074 | 4.7506
2026-04-17 | 25 | 8366 | 8595.7959 | 7998.16 | 24.0364 | 42.8636 | 0 | 0 | 0 | 98.5909 | 0 | 0.15909 | 7.3136 | 23.1591 | 8215.54 | 229.7959 | -367.84 | 2.7468 | 4.3968
2026-04-17 | 26 | 8533 | 8625.4145 | 7965.62 | 24.5682 | 41.7159 | 0 | 0 | 0 | 98.9205 | 0 | 0.15909 | 7.6477 | 23.6523 | 8382.67 | 92.4145 | -567.38 | 1.083 | 6.6492
2026-04-17 | 27 | 8330 | 8558.5541 | 7937.35 | 25.1 | 40.5682 | 0 | 0 | 0 | 99.25 | 0 | 0.15909 | 7.9818 | 24.1455 | 8429.61 | 228.5541 | -392.65 | 2.7437 | 4.7137
2026-04-17 | 28 | 7822 | 8197.319 | 7572.03 | 25.6318 | 39.4205 | 0 | 0 | 0 | 99.5795 | 0 | 0.15909 | 8.3159 | 24.6386 | 8071.65 | 375.319 | -249.97 | 4.7982 | 3.1957
2026-04-17 | 29 | 7216 | 7567.1264 | 7126.929 | 26.1636 | 38.2727 | 0 | 0 | 0 | 99.9091 | 373.8581 | 6.125 | 8.65 | 25.1318 | 7366.39 | 351.1264 | -89.071 | 4.8659 | 1.2344
2026-04-17 | 30 | 6809 | 7301.8676 | 6820.724 | 26.9261 | 37 | 0 | 0 | 0 | 99.3068 | 373.8581 | 6.125 | 8.3398 | 25.9841 | 6959.02 | 492.8676 | 11.724 | 7.2385 | 0.17218
2026-04-17 | 31 | 6684 | 7081.8322 | 6609.868 | 27.6886 | 35.7273 | 0 | 0 | 0 | 98.7045 | 373.8581 | 6.125 | 8.0295 | 26.8364 | 6683.79 | 397.8322 | -74.132 | 5.952 | 1.1091
2026-04-17 | 32 | 6399 | 6883.3754 | 6405.81 | 28.4511 | 34.4545 | 0 | 0 | 0 | 98.1023 | 373.8581 | 6.125 | 7.7193 | 27.6886 | 6398.76 | 484.3754 | 6.81 | 7.5695 | 0.10642
2026-04-17 | 33 | 6165 | 6038.9607 | 5918.844 | 29.2136 | 33.1818 | 0 | 0 | 0 | 97.5 | 703.8511 | 22.625 | 7.4091 | 28.5409 | 6164.71 | -126.0393 | -246.156 | 2.0444 | 3.9928
2026-04-17 | 34 | 6092 | 5973.736 | 5837.126 | 29.9148 | 31.7386 | 0 | 0 | 0 | 97.2159 | 703.8511 | 22.625 | 7.3352 | 29.2125 | 6091.99 | -118.264 | -254.874 | 1.9413 | 4.1837
2026-04-17 | 35 | 6173 | 5973.6419 | 5814.793 | 30.6159 | 30.2955 | 0 | 0 | 0 | 96.9318 | 703.8511 | 22.625 | 7.2614 | 29.8841 | 6173.3 | -199.3581 | -358.207 | 3.2295 | 5.8028
2026-04-17 | 36 | 6416 | 5995.0334 | 5888.2166 | 31.317 | 28.8523 | 0 | 0 | 0 | 96.6477 | 703.8511 | 22.625 | 7.1875 | 30.5557 | 6416.45 | -420.9666 | -527.7834 | 6.5612 | 8.2261
2026-04-17 | 37 | 6530 | 6008.7551 | 5926.548 | 32.0182 | 27.4091 | 0 | 0 | 0 | 96.3636 | 856.7041 | 44.2386 | 7.1136 | 31.2273 | 6529.54 | -521.2449 | -603.452 | 7.9823 | 9.2412
2026-04-17 | 38 | 6647 | 6040.2584 | 5939.256 | 32.5023 | 26.5682 | 0 | 0 | 0 | 95.4091 | 856.7041 | 44.2386 | 7.317 | 31.6932 | 6647.08 | -606.7416 | -707.744 | 9.1281 | 10.6476
2026-04-17 | 39 | 6678 | 6166.8535 | 5955.548 | 32.9864 | 25.7273 | 0 | 0 | 0 | 94.4545 | 856.7041 | 44.2386 | 7.5205 | 32.1591 | 6677.91 | -511.1465 | -722.452 | 7.6542 | 10.8184
2026-04-17 | 40 | 6704 | 6144.0854 | 5955.2158 | 33.4705 | 24.8864 | 0 | 0 | 0 | 93.5 | 856.7041 | 44.2386 | 7.7239 | 32.625 | 6703.7 | -559.9146 | -748.7842 | 8.3519 | 11.1692
2026-04-17 | 41 | 6628 | 6079.5712 | 5949.6528 | 33.9545 | 24.0455 | 0 | 0 | 0 | 92.5455 | 854.2692 | 56.8523 | 7.9273 | 33.0909 | 6628.12 | -548.4288 | -678.3472 | 8.2744 | 10.2346
2026-04-17 | 42 | 6463 | 6073.331 | 5883.8577 | 34.4693 | 23.4318 | 0 | 0 | 0 | 89.7386 | 854.2692 | 56.8523 | 8.3261 | 33.5432 | 6462.68 | -389.669 | -579.1423 | 6.0292 | 8.9609
2026-04-17 | 43 | 6523 | 6027.7174 | 5846.8475 | 34.9841 | 22.8182 | 0 | 0 | 0 | 86.9318 | 854.2692 | 56.8523 | 8.725 | 33.9955 | 6522.62 | -495.2826 | -676.1525 | 7.5929 | 10.3657
2026-04-17 | 44 | 6621 | 5984.7532 | 5834.5392 | 35.4989 | 22.2045 | 0 | 0 | 0 | 84.125 | 854.2692 | 56.8523 | 9.1239 | 34.4477 | 6621.29 | -636.2468 | -786.4608 | 9.6095 | 11.8783
2026-04-17 | 45 | 6599 | 6134.1869 | 5793.2606 | 36.0136 | 21.5909 | 0 | 0 | 0 | 81.3182 | 667.7878 | 46.6818 | 9.5227 | 34.9 | 6599.08 | -464.8131 | -805.7394 | 7.0437 | 12.21
2026-04-17 | 46 | 6575 | 6104.6208 | 5760.932 | 36.3318 | 20.6932 | 0 | 0 | 0 | 78.4886 | 667.7878 | 46.6818 | 9.6034 | 35.3227 | 6574.91 | -470.3792 | -814.068 | 7.1541 | 12.3813
2026-04-17 | 47 | 6672 | 6102.2844 | 5763.1323 | 36.65 | 19.7955 | 0 | 0 | 0 | 75.6591 | 667.7878 | 46.6818 | 9.6841 | 35.7455 | 6672.33 | -569.7156 | -908.8677 | 8.5389 | 13.6221
2026-04-17 | 48 | 6714 | 6075.6594 | 5758.9604 | 36.9682 | 18.8977 | 0 | 0 | 0 | 72.8295 | 667.7878 | 46.6818 | 9.7648 | 36.1682 | 6714.06 | -638.3406 | -955.0396 | 9.5076 | 14.2246
2026-04-17 | 49 | 6798 | 6164.2682 | 5840.5828 | 37.2864 | 18 | 0 | 0 | 0 | 70 | 872.116 | 101.9205 | 9.8455 | 36.5909 | 6798.16 | -633.7318 | -957.4172 | 9.3223 | 14.0838
2026-04-17 | 50 | 6786 | 6252.3345 | 5870.499 | 37.3955 | 17.8409 | 0 | 0 | 0 | 71.2614 | 872.116 | 101.9205 | 10.3125 | 36.6534 | 6785.58 | -533.6655 | -915.501 | 7.8642 | 13.491
2026-04-17 | 51 | 6732 | 6274.8118 | 5861.4333 | 37.5045 | 17.6818 | 0 | 0 | 0 | 72.5227 | 872.116 | 101.9205 | 10.7795 | 36.7159 | 6731.62 | -457.1882 | -870.5667 | 6.7913 | 12.9318
2026-04-17 | 52 | 6654 | 6188.0606 | 5810.4902 | 37.6136 | 17.5227 | 0 | 0 | 0 | 73.7841 | 872.116 | 101.9205 | 11.2466 | 36.7784 | 6653.85 | -465.9394 | -843.5098 | 7.0024 | 12.6767
2026-04-17 | 53 | 6278 | 5840.5201 | 5523.7029 | 37.7227 | 17.3636 | 0.0022727 | 0.0022727 | 0 | 75.0455 | 900 | 116.3523 | 11.7136 | 36.8409 | 6278.34 | -437.4799 | -754.2971 | 6.9685 | 12.0149
2026-04-17 | 54 | 6369 | 5808.6592 | 5503.5822 | 37.6398 | 17.4091 | 0.0022727 | 0.0022727 | 0 | 77.5909 | 900 | 116.3523 | 11.2545 | 36.6727 | 6369.47 | -560.3408 | -865.4178 | 8.7979 | 13.588
2026-04-17 | 55 | 6634 | 6044.4375 | 5689.2347 | 37.5568 | 17.4545 | 0.0022727 | 0.0022727 | 0 | 80.1364 | 900 | 116.3523 | 10.7955 | 36.5045 | 6634.45 | -589.5625 | -944.7653 | 8.887 | 14.2413
2026-04-17 | 56 | 6658 | 6210.5383 | 5833.9248 | 37.4739 | 17.5 | 0.0022727 | 0.0022727 | 0 | 82.6818 | 900 | 116.3523 | 10.3364 | 36.3364 | 6658.44 | -447.4617 | -824.0752 | 6.7207 | 12.3772
2026-04-17 | 57 | 6881 | 6310.5813 | 5916.4825 | 37.3909 | 17.5455 | 0.0056818 | 0.0056818 | 0 | 85.2273 | 900 | 86.8864 | 9.8773 | 36.1682 | 6881.25 | -570.4187 | -964.5175 | 8.2898 | 14.0171
2026-04-17 | 58 | 7006 | 6459.4051 | 6022.7041 | 37.1386 | 17.9091 | 0.0056818 | 0.0056818 | 0 | 84.8409 | 900 | 86.8864 | 9.3375 | 35.8716 | 7005.72 | -546.5949 | -983.2959 | 7.8018 | 14.0351
2026-04-17 | 59 | 7036 | 6608.3229 | 6147.946 | 36.8864 | 18.2727 | 0.0056818 | 0.0056818 | 0 | 84.4545 | 900 | 86.8864 | 8.7977 | 35.575 | 7036.21 | -427.6771 | -888.054 | 6.0784 | 12.6216
2026-04-17 | 60 | 7252 | 6700.4441 | 6228.1704 | 36.6341 | 18.6364 | 0.0056818 | 0.0056818 | 0 | 84.0682 | 900 | 86.8864 | 8.258 | 35.2784 | 7251.81 | -551.5559 | -1023.8296 | 7.6056 | 14.1179
2026-04-17 | 61 | 6993 | 6645.4185 | 6181.2414 | 36.3818 | 19 | 0.032955 | 0.032955 | 0 | 83.6818 | 803.821 | 54.3182 | 7.7182 | 34.9818 | 6992.92 | -347.5815 | -811.7586 | 4.9704 | 11.6082
2026-04-17 | 62 | 6741 | 6694.593 | 6313.2512 | 36.2375 | 19.3864 | 0.032955 | 0.032955 | 0 | 82.6023 | 803.821 | 54.3182 | 8.142 | 34.8057 | 6760.99 | -46.407 | -427.7488 | 0.68843 | 6.3455
2026-04-17 | 63 | 6730 | 6766.8823 | 6367.4125 | 36.0932 | 19.7727 | 0.032955 | 0.032955 | 0 | 81.5227 | 803.821 | 54.3182 | 8.5659 | 34.6295 | 6780.19 | 36.8823 | -362.5875 | 0.54803 | 5.3876
2026-04-17 | 64 | 6699 | 6867.5445 | 6461.1907 | 35.9489 | 20.1591 | 0.032955 | 0.032955 | 0 | 80.4432 | 803.821 | 54.3182 | 8.9898 | 34.4534 | 6748.7 | 168.5445 | -237.8093 | 2.516 | 3.5499
2026-04-17 | 65 | 6676 | 6936.6068 | 6532.1671 | 35.8045 | 20.5455 | 0 | 0 | 0 | 79.3636 | 788.8344 | 37.0455 | 9.4136 | 34.2773 | 6726.18 | 260.6068 | -143.8329 | 3.9036 | 2.1545
2026-04-17 | 66 | 6782 | 6832.12 | 6643.57 | 35.2557 | 21.2045 | 0 | 0 | 0 | 77.0227 | 788.8344 | 37.0455 | 10.6125 | 33.5648 | 6831.92 | 50.12 | -138.43 | 0.73901 | 2.0411
2026-04-17 | 67 | 6858 | 6918.5103 | 6738.3938 | 34.7068 | 21.8636 | 0 | 0 | 0 | 74.6818 | 788.8344 | 37.0455 | 11.8114 | 32.8523 | 6907.5 | 60.5103 | -119.6062 | 0.88233 | 1.744
2026-04-17 | 68 | 6903 | 7003.8081 | 6833.0931 | 34.158 | 22.5227 | 0 | 0 | 0 | 72.3409 | 788.8344 | 37.0455 | 13.0102 | 32.1398 | 6952.8 | 100.8081 | -69.9069 | 1.4604 | 1.0127
2026-04-17 | 69 | 6910 | 7138.5499 | 6977.4727 | 33.6091 | 23.1818 | 0 | 0 | 0 | 70 | 856.9615 | 21.7045 | 14.2091 | 31.4273 | 6960.13 | 228.5499 | 67.4727 | 3.3075 | 0.97645
2026-04-17 | 70 | 6866 | 7258.2047 | 7104.3647 | 33.0261 | 24.6591 | 0 | 0 | 0 | 64.7614 | 856.9615 | 21.7045 | 13.25 | 31.0841 | 6915.53 | 392.2047 | 238.3647 | 5.7123 | 3.4717
2026-04-17 | 71 | 6831 | 7357.9333 | 7181.5796 | 32.4432 | 26.1364 | 0 | 0 | 0 | 59.5227 | 856.9615 | 21.7045 | 12.2909 | 30.7409 | 6880.52 | 526.9333 | 350.5796 | 7.7139 | 5.1322
2026-04-17 | 72 | 6820 | 7711.3224 | 7513.8798 | 31.8602 | 27.6136 | 0 | 0 | 0 | 54.2841 | 856.9615 | 21.7045 | 11.3318 | 30.3977 | 6870.19 | 891.3224 | 693.8798 | 13.0692 | 10.1742
2026-04-17 | 73 | 7217 | 8409.8347 | 8254.4626 | 31.2773 | 29.0909 | 0.0034091 | 0.0034091 | 0 | 49.0455 | 331.3853 | 4.2955 | 10.3727 | 30.0545 | 7266.61 | 1192.8347 | 1037.4626 | 16.5281 | 14.3753
2026-04-17 | 74 | 7429 | 8872.3234 | 8733.6137 | 30.7886 | 29.9432 | 0.0034091 | 0.0034091 | 0 | 44.6705 | 331.3853 | 4.2955 | 10.7489 | 29.525 | 7479.32 | 1443.3234 | 1304.6137 | 19.4282 | 17.5611
2026-04-17 | 75 | 7476 | 9119.3073 | 8987.9014 | 30.3 | 30.7955 | 0.0034091 | 0.0034091 | 0 | 40.2955 | 331.3853 | 4.2955 | 11.125 | 28.9955 | 7525.92 | 1643.3073 | 1511.9014 | 21.9811 | 20.2234
2026-04-17 | 76 | 7628 | 9132.2469 | 9036.6976 | 29.8114 | 31.6477 | 0.0034091 | 0.0034091 | 0 | 35.9205 | 331.3853 | 4.2955 | 11.5011 | 28.4659 | 7678.44 | 1504.2469 | 1408.6976 | 19.7201 | 18.4675
2026-04-17 | 77 | 8140 | 9523.5717 | 9463.9405 | 29.3227 | 32.5 | 0.0022727 | 0.0022727 | 0 | 31.5455 | 0 | 0.011364 | 11.8773 | 27.9364 | 8189.93 | 1383.5717 | 1323.9405 | 16.9972 | 16.2646
2026-04-17 | 78 | 8568 | 9760.0728 | 9715.2105 | 29.0034 | 33.1932 | 0.0022727 | 0.0022727 | 0 | 26.0114 | 0 | 0.011364 | 11.4216 | 27.6898 | 8618.14 | 1192.0728 | 1147.2105 | 13.9131 | 13.3895
2026-04-17 | 79 | 8622 | 9709.7942 | 9660.5912 | 28.6841 | 33.8864 | 0.0022727 | 0.0022727 | 0 | 20.4773 | 0 | 0.011364 | 10.9659 | 27.4432 | 8671.82 | 1087.7942 | 1038.5912 | 12.6165 | 12.0458
2026-04-17 | 80 | 8536 | 9540.8076 | 9484.4856 | 28.3648 | 34.5795 | 0.0022727 | 0.0022727 | 0 | 14.9432 | 0 | 0.011364 | 10.5102 | 27.1966 | 8585.95 | 1004.8076 | 948.4856 | 11.7714 | 11.1116
2026-04-17 | 81 | 8257 | 9309.24 | 9236.2855 | 28.0455 | 35.2727 | 0.0011364 | 0.0011364 | 0 | 9.4091 | 0 | 0 | 10.0545 | 26.95 | 8306.86 | 1052.24 | 979.2855 | 12.7436 | 11.8601
2026-04-17 | 82 | 8081 | 9219.9613 | 9139.6985 | 27.7614 | 35.9773 | 0.0011364 | 0.0011364 | 0 | 7.4659 | 0 | 0 | 9.9693 | 26.6864 | 8131.08 | 1138.9613 | 1058.6985 | 14.0943 | 13.1011
2026-04-17 | 83 | 7998 | 9140.78 | 9061.1379 | 27.4773 | 36.6818 | 0.0011364 | 0.0011364 | 0 | 5.5227 | 0 | 0 | 9.8841 | 26.4227 | 7997.71 | 1142.78 | 1063.1379 | 14.2883 | 13.2925
2026-04-17 | 84 | 8158 | 9074.5145 | 8991.4779 | 27.1932 | 37.3864 | 0.0011364 | 0.0011364 | 0 | 3.5795 | 0 | 0 | 9.7989 | 26.1591 | 8157.56 | 916.5145 | 833.4779 | 11.2345 | 10.2167
2026-04-17 | 85 | 8445 | 8977.0935 | 8912.9295 | 26.9091 | 38.0909 | 0 | 0 | 0 | 1.6364 | 0 | 0 | 9.7136 | 25.8955 | 8445.04 | 532.0935 | 467.9295 | 6.3007 | 5.5409
2026-04-17 | 86 | 8483 | 8903.141 | 8840.5686 | 26.6284 | 38.8636 | 0 | 0 | 0 | 1.3182 | 0 | 0 | 9.3818 | 25.667 | 8483.04 | 420.141 | 357.5686 | 4.9527 | 4.2151
2026-04-17 | 87 | 8412 | 8840.6375 | 8780.947 | 26.3477 | 39.6364 | 0 | 0 | 0 | 1 | 0 | 0 | 9.05 | 25.4386 | 8412.09 | 428.6375 | 368.947 | 5.0955 | 4.386
2026-04-17 | 88 | 8374 | 8897.2947 | 8696.5549 | 26.067 | 40.4091 | 0 | 0 | 0 | 0.68182 | 0 | 0 | 8.7182 | 25.2102 | 8373.67 | 523.2947 | 322.5549 | 6.249 | 3.8519
2026-04-17 | 89 | 8673 | 9403.0102 | 9024.3714 | 25.7864 | 41.1818 | 0 | 0 | 0 | 0.36364 | 0 | 0 | 8.3864 | 24.9818 | 8523.33 | 730.0102 | 351.3714 | 8.417 | 4.0513
2026-04-17 | 90 | 8827 | 9850.2125 | 9216.1093 | 25.4682 | 43.0341 | 0 | 0 | 0 | 4.5114 | 0 | 0 | 8.0886 | 24.8273 | 8726.68 | 1023.2125 | 389.1093 | 11.5918 | 4.4082
2026-04-17 | 91 | 9125 | 10093.9715 | 9454.6115 | 25.15 | 44.8864 | 0 | 0 | 0 | 8.6591 | 0 | 0 | 7.7909 | 24.6727 | 9125.18 | 968.9715 | 329.6115 | 10.6189 | 3.6122
2026-04-17 | 92 | 9234 | 10062.2695 | 9421.2681 | 24.8318 | 46.7386 | 0 | 0 | 0 | 12.8068 | 0 | 0 | 7.4932 | 24.5182 | 9233.71 | 828.2695 | 187.2681 | 8.9698 | 2.028
2026-04-17 | 93 | 9206 | 9964.4342 | 9327.7433 | 24.5136 | 48.5909 | 0 | 0 | 0 | 16.9545 | 0 | 0 | 7.1955 | 24.3636 | 9205.57 | 758.4342 | 121.7433 | 8.2385 | 1.3224
2026-04-17 | 94 | 9163 | 9891.75 | 9257.3842 | 24.358 | 49.1364 | 0 | 0 | 0 | 22.7045 | 0 | 0 | 7.1114 | 24.2352 | 9162.51 | 728.75 | 94.3842 | 7.9532 | 1.0301
2026-04-17 | 95 | 9057 | 9780.9569 | 9154.6077 | 24.2023 | 49.6818 | 0 | 0 | 0 | 28.4545 | 0 | 0 | 7.0273 | 24.1068 | 9057.12 | 723.9569 | 97.6077 | 7.9933 | 1.0777
2026-04-17 | 96 | 8955 | 9642.3874 | 9018.5076 | 24.0466 | 50.2273 | 0 | 0 | 0 | 34.2045 | 0 | 0 | 6.9432 | 23.9784 | 8955.25 | 687.3874 | 63.5076 | 7.676 | 0.70919
2026-04-18 | 1 | 8807.86 | 8764.59 | 9223.5739 | 23.8909 | 50.7727 | 0 | 0 | 0 | 39.9545 | 0 | 0 | 6.8591 | 23.85 | 8807.86 | -43.27 | 415.7139 | 0.49127 | 4.7198
2026-04-18 | 2 | 8735.2 | 8611.76 | 9139.2121 | 23.7398 | 51.2841 | 0 | 0 | 0 | 46.2841 | 0 | 0 | 6.6602 | 23.7216 | 8735.2 | -123.44 | 404.0121 | 1.4131 | 4.6251
2026-04-18 | 3 | 8659.29 | 8568.82 | 9007.5969 | 23.5886 | 51.7955 | 0 | 0 | 0 | 52.6136 | 0 | 0 | 6.4614 | 23.5932 | 8659.29 | -90.47 | 348.3069 | 1.0448 | 4.0223
2026-04-18 | 4 | 8582.41 | 8526.18 | 8874.3185 | 23.4375 | 52.3068 | 0 | 0 | 0 | 58.9432 | 0 | 0 | 6.2625 | 23.4648 | 8582.41 | -56.23 | 291.9085 | 0.65518 | 3.4012
2026-04-18 | 5 | 8438.87 | 8400.84 | 8740.3771 | 23.2864 | 52.8182 | 0 | 0 | 0 | 65.2727 | 0 | 0 | 6.0636 | 23.3364 | 8438.87 | -38.03 | 301.5071 | 0.45065 | 3.5728
2026-04-18 | 6 | 8374.78 | 8302.32 | 8625.8398 | 23.1352 | 53.1591 | 0 | 0 | 0 | 70.3977 | 0 | 0 | 5.9455 | 23.1955 | 8374.78 | -72.46 | 251.0598 | 0.86522 | 2.9978
2026-04-18 | 7 | 8270.62 | 8228.93 | 8573.3607 | 22.9841 | 53.5 | 0 | 0 | 0 | 75.5227 | 0 | 0 | 5.8273 | 23.0545 | 8270.62 | -41.69 | 302.7407 | 0.50407 | 3.6604
2026-04-18 | 8 | 8204.4 | 8130.33 | 8491.4797 | 22.833 | 53.8409 | 0 | 0 | 0 | 80.6477 | 0 | 0 | 5.7091 | 22.9136 | 8204.4 | -74.07 | 287.0797 | 0.90281 | 3.4991
2026-04-18 | 9 | 8106.7 | 8019.72 | 8403.3756 | 22.6818 | 54.1818 | 0 | 0 | 0 | 85.7727 | 0 | 0 | 5.5909 | 22.7727 | 8106.7 | -86.98 | 296.6756 | 1.0729 | 3.6596
2026-04-18 | 10 | 8078.02 | 7988.92 | 8324.1253 | 22.5386 | 54.5227 | 0 | 0 | 0 | 83.1932 | 0 | 0 | 5.5352 | 22.6352 | 8078.02 | -89.1 | 246.1053 | 1.103 | 3.0466
2026-04-18 | 11 | 8022.35 | 7897.04 | 8257.0255 | 22.3955 | 54.8636 | 0 | 0 | 0 | 80.6136 | 0 | 0 | 5.4795 | 22.4977 | 8022.35 | -125.31 | 234.6755 | 1.562 | 2.9253
2026-04-18 | 12 | 7945.06 | 7884.06 | 8199.6 | 22.2523 | 55.2045 | 0 | 0 | 0 | 78.0341 | 0 | 0 | 5.4239 | 22.3602 | 7945.06 | -61 | 254.54 | 0.76777 | 3.2038
2026-04-18 | 13 | 7909.68 | 7813.01 | 8133.2882 | 22.1091 | 55.5455 | 0 | 0 | 0 | 75.4545 | 0 | 0 | 5.3682 | 22.2227 | 7909.68 | -96.67 | 223.6082 | 1.2222 | 2.827
2026-04-18 | 14 | 7893.83 | 7789.02 | 8086.5772 | 21.9773 | 55.9659 | 0 | 0 | 0 | 75.3977 | 0 | 0 | 5.417 | 22.075 | 7893.83 | -104.81 | 192.7472 | 1.3277 | 2.4417
2026-04-18 | 15 | 7880.93 | 7873.02 | 8057.0454 | 21.8455 | 56.3864 | 0 | 0 | 0 | 75.3409 | 0 | 0 | 5.4659 | 21.9273 | 7880.93 | -7.91 | 176.1154 | 0.10037 | 2.2347
2026-04-18 | 16 | 7869.71 | 7856.97 | 8025.218 | 21.7136 | 56.8068 | 0 | 0 | 0 | 75.2841 | 0 | 0 | 5.5148 | 21.7795 | 7869.71 | -12.74 | 155.508 | 0.16189 | 1.976
2026-04-18 | 17 | 7828.47 | 7819.71 | 8033.1853 | 21.5818 | 57.2273 | 0 | 0 | 0 | 75.2273 | 0 | 0 | 5.5636 | 21.6318 | 7828.47 | -8.76 | 204.7153 | 0.1119 | 2.615
2026-04-18 | 18 | 7866.82 | 7744.77 | 8087.4814 | 21.5534 | 59.0568 | 0 | 0 | 0 | 75.2273 | 0 | 0 | 5.5466 | 21.7568 | 7866.82 | -122.05 | 220.6614 | 1.5515 | 2.805
2026-04-18 | 19 | 7986.53 | 7978.85 | 8172.9139 | 21.525 | 60.8864 | 0 | 0 | 0 | 75.2273 | 0 | 0 | 5.5295 | 21.8818 | 7986.53 | -7.68 | 186.3839 | 0.096162 | 2.3337
2026-04-18 | 20 | 8103.72 | 8087.99 | 8257.8307 | 21.4966 | 62.7159 | 0 | 0 | 0 | 75.2273 | 0 | 0 | 5.5125 | 22.0068 | 8103.72 | -15.73 | 154.1107 | 0.19411 | 1.9017
2026-04-18 | 21 | 8042.62 | 7963.25 | 8134.5664 | 21.4682 | 64.5455 | 0 | 0 | 0 | 75.2273 | 0 | 0 | 5.4955 | 22.1318 | 8042.62 | -79.37 | 91.9464 | 0.98687 | 1.1432
2026-04-18 | 22 | 8087.17 | 8068.88 | 8154.4368 | 21.5932 | 64.2386 | 0 | 0 | 0 | 73.1818 | 0 | 0 | 5.4727 | 22.2807 | 8087.17 | -18.29 | 67.2668 | 0.22616 | 0.83177
2026-04-18 | 23 | 8153.29 | 8064.02 | 8252.8208 | 21.7182 | 63.9318 | 0 | 0 | 0 | 71.1364 | 0 | 0 | 5.45 | 22.4295 | 8153.29 | -89.27 | 99.5308 | 1.0949 | 1.2207
2026-04-18 | 24 | 8139.09 | 8130.55 | 8277.4944 | 21.8432 | 63.625 | 0 | 0 | 0 | 69.0909 | 0 | 0 | 5.4273 | 22.5784 | 8139.09 | -8.54 | 138.4044 | 0.10493 | 1.7005
2026-04-18 | 25 | 8120.89 | 8095 | 8307.2819 | 21.9682 | 63.3182 | 0 | 0 | 0 | 67.0455 | 0 | 0.27273 | 5.4045 | 22.7273 | 8120.89 | -25.89 | 186.3919 | 0.31881 | 2.2952
2026-04-18 | 26 | 8084.3 | 8014.49 | 8321.9566 | 22.5943 | 61.2045 | 0 | 0 | 0 | 59.4205 | 0 | 0.27273 | 5.4182 | 23.358 | 8084.3 | -69.81 | 237.6566 | 0.86353 | 2.9397
2026-04-18 | 27 | 7977.47 | 7868.44 | 8245.7848 | 23.2205 | 59.0909 | 0 | 0 | 0 | 51.7955 | 0 | 0.27273 | 5.4318 | 23.9886 | 7977.47 | -109.03 | 268.3148 | 1.3667 | 3.3634
2026-04-18 | 28 | 7682.39 | 8095.05 | 7865.3238 | 23.8466 | 56.9773 | 0 | 0 | 0 | 44.1705 | 0 | 0.27273 | 5.4455 | 24.6193 | 7682.39 | 412.66 | 182.9338 | 5.3715 | 2.3812
2026-04-18 | 29 | 7013.39 | 7580.57 | 7236.6096 | 24.4727 | 54.8636 | 0 | 0 | 0 | 36.5455 | 876.2373 | 11.3977 | 5.4591 | 25.25 | 7013.39 | 567.18 | 223.2196 | 8.0871 | 3.1828
2026-04-18 | 30 | 6908.53 | 7310.37 | 6959.5387 | 25.3477 | 52.3977 | 0 | 0 | 0 | 36.9773 | 876.2373 | 11.3977 | 5.0409 | 26.1955 | 6908.53 | 401.84 | 51.0087 | 5.8166 | 0.73834
2026-04-18 | 31 | 6743.17 | 7044.44 | 6735.75 | 26.2227 | 49.9318 | 0 | 0 | 0 | 37.4091 | 876.2373 | 11.3977 | 4.6227 | 27.1409 | 6743.17 | 301.27 | -7.42 | 4.4678 | 0.11004
2026-04-18 | 32 | 6536.48 | 6825.24 | 6547.4535 | 27.0977 | 47.4659 | 0 | 0 | 0 | 37.8409 | 876.2373 | 11.3977 | 4.2045 | 28.0864 | 6536.48 | 288.76 | 10.9735 | 4.4177 | 0.16788
2026-04-18 | 33 | 6025.33 | 6468.79 | 6108.0068 | 27.9727 | 45 | 0 | 0 | 0 | 38.2727 | 900 | 46.2614 | 3.7864 | 29.0318 | 6025.33 | 443.46 | 82.6768 | 7.3599 | 1.3722
2026-04-18 | 34 | 5954.49 | 6334.51 | 6029.552 | 28.8114 | 42.7727 | 0 | 0 | 0 | 37.0455 | 900 | 46.2614 | 3.8068 | 29.8307 | 5954.49 | 380.02 | 75.062 | 6.3821 | 1.2606
2026-04-18 | 35 | 5892.79 | 6306.94 | 6029.9619 | 29.65 | 40.5455 | 0 | 0 | 0 | 35.8182 | 900 | 46.2614 | 3.8273 | 30.6295 | 5892.79 | 414.15 | 137.1719 | 7.0281 | 2.3278
2026-04-18 | 36 | 5953.42 | 6390.22 | 6069.4741 | 30.4886 | 38.3182 | 0 | 0 | 0 | 34.5909 | 900 | 46.2614 | 3.8477 | 31.4284 | 5953.42 | 436.8 | 116.0541 | 7.337 | 1.9494
2026-04-18 | 37 | 5995.25 | 6447.48 | 6110.8625 | 31.3273 | 36.0909 | 0 | 0 | 0 | 33.3636 | 900 | 88.2045 | 3.8682 | 32.2273 | 5995.25 | 452.23 | 115.6125 | 7.5431 | 1.9284
2026-04-18 | 38 | 6120.49 | 6482.72 | 6168.5918 | 32.0511 | 34.2727 | 0 | 0 | 0 | 31.5682 | 900 | 88.2045 | 3.9557 | 33.1011 | 6120.49 | 362.23 | 48.1018 | 5.9183 | 0.78591
2026-04-18 | 39 | 6114.21 | 6369.77 | 6178.8498 | 32.775 | 32.4545 | 0 | 0 | 0 | 29.7727 | 900 | 88.2045 | 4.0432 | 33.975 | 6114.21 | 255.56 | 64.6398 | 4.1798 | 1.0572
2026-04-18 | 40 | 6060.27 | 6384.01 | 6187.6124 | 33.4989 | 30.6364 | 0 | 0 | 0 | 27.9773 | 900 | 88.2045 | 4.1307 | 34.8489 | 6060.27 | 323.74 | 127.3424 | 5.342 | 2.1013
2026-04-18 | 41 | 6025.14 | 6351.28 | 6147.0898 | 34.2227 | 28.8182 | 0 | 0 | 0 | 26.1818 | 900 | 127.1705 | 4.2182 | 35.7227 | 6025.14 | 326.14 | 121.9498 | 5.413 | 2.024
2026-04-18 | 42 | 6036.49 | 6287.03 | 6107.5851 | 34.708 | 27.5 | 0 | 0 | 0 | 27.2273 | 900 | 127.1705 | 4.5341 | 36.2273 | 6036.49 | 250.54 | 71.0951 | 4.1504 | 1.1778
2026-04-18 | 43 | 5977.74 | 6287.2 | 6072.458 | 35.1932 | 26.1818 | 0 | 0 | 0 | 28.2727 | 900 | 127.1705 | 4.85 | 36.7318 | 5977.74 | 309.46 | 94.718 | 5.1769 | 1.5845
2026-04-18 | 44 | 5942.1 | 6267.3 | 6050.143 | 35.6784 | 24.8636 | 0 | 0 | 0 | 29.3182 | 900 | 127.1705 | 5.1659 | 37.2364 | 5942.1 | 325.2 | 108.043 | 5.4728 | 1.8183
2026-04-18 | 45 | 5921.55 | 6219.55 | 6008.7663 | 36.1636 | 23.5455 | 0 | 0 | 0 | 30.3636 | 900 | 154.5682 | 5.4818 | 37.7409 | 5921.55 | 298 | 87.2163 | 5.0325 | 1.4729
2026-04-18 | 46 | 5950.54 | 6154.09 | 6009.7278 | 36.575 | 22.5909 | 0 | 0 | 0 | 29.4432 | 900 | 154.5682 | 5.8386 | 38.0886 | 5950.54 | 203.55 | 59.1878 | 3.4207 | 0.99466
2026-04-18 | 47 | 5947.77 | 6160.36 | 6026.6163 | 36.9864 | 21.6364 | 0 | 0 | 0 | 28.5227 | 900 | 154.5682 | 6.1955 | 38.4364 | 5947.77 | 212.59 | 78.8463 | 3.5743 | 1.3256
2026-04-18 | 48 | 5896.9 | 6181.56 | 6032.5714 | 37.3977 | 20.6818 | 0 | 0 | 0 | 27.6023 | 900 | 154.5682 | 6.5523 | 38.7841 | 5896.9 | 284.66 | 135.6714 | 4.8273 | 2.3007
2026-04-18 | 49 | 5956.92 | 6276.91 | 6151.1405 | 37.8091 | 19.7273 | 0 | 0 | 0 | 26.6818 | 900 | 167.4659 | 6.9091 | 39.1318 | 5956.92 | 319.99 | 194.2205 | 5.3717 | 3.2604
2026-04-18 | 50 | 5966.31 | 6291.8 | 6215.5321 | 38.017 | 19.1932 | 0 | 0 | 0 | 26.125 | 900 | 167.4659 | 7.1023 | 39.2045 | 5966.31 | 325.49 | 249.2221 | 5.4555 | 4.1772
2026-04-18 | 51 | 6090.72 | 6263.26 | 6215.5745 | 38.225 | 18.6591 | 0 | 0 | 0 | 25.5682 | 900 | 167.4659 | 7.2955 | 39.2773 | 6090.72 | 172.54 | 124.8545 | 2.8328 | 2.0499
2026-04-18 | 52 | 6118.53 | 6187.71 | 6140.6137 | 38.433 | 18.125 | 0 | 0 | 0 | 25.0114 | 900 | 167.4659 | 7.4886 | 39.35 | 6118.53 | 69.18 | 22.0837 | 1.1307 | 0.36093
2026-04-18 | 53 | 5763.59 | 5850.28 | 5810.3308 | 38.6409 | 17.5909 | 0 | 0 | 0 | 24.4545 | 900 | 164.8864 | 7.6818 | 39.4227 | 5763.59 | 86.69 | 46.7408 | 1.5041 | 0.81097
2026-04-18 | 54 | 5749.2 | 5859.22 | 5786.5094 | 38.7182 | 17.2955 | 0 | 0 | 0 | 23.4432 | 900 | 164.8864 | 7.7966 | 39.3057 | 5749.2 | 110.02 | 37.3094 | 1.9137 | 0.64895
2026-04-18 | 55 | 5965.56 | 6117.48 | 6031.3164 | 38.7955 | 17 | 0 | 0 | 0 | 22.4318 | 900 | 164.8864 | 7.9114 | 39.1886 | 5965.56 | 151.92 | 65.7564 | 2.5466 | 1.1023
2026-04-18 | 56 | 6166.55 | 6267.72 | 6207.7915 | 38.8727 | 16.7045 | 0 | 0 | 0 | 21.4205 | 900 | 164.8864 | 8.0261 | 39.0716 | 6166.55 | 101.17 | 41.2415 | 1.6406 | 0.66879
2026-04-18 | 57 | 6333.53 | 6301.76 | 6319.4897 | 38.95 | 16.4091 | 0 | 0 | 0 | 20.4091 | 900 | 144.5909 | 8.1409 | 38.9545 | 6333.53 | -31.77 | -14.0403 | 0.50162 | 0.22168
2026-04-18 | 58 | 6472.5 | 6409 | 6471.8232 | 38.9511 | 16.1932 | 0 | 0 | 0 | 20.5114 | 900 | 144.5909 | 8.4136 | 38.6511 | 6472.5 | -63.5 | -0.6768 | 0.98107 | 0.010457
2026-04-18 | 59 | 6609.92 | 6479.78 | 6633.6682 | 38.9523 | 15.9773 | 0 | 0 | 0 | 20.6136 | 900 | 144.5909 | 8.6864 | 38.3477 | 6609.92 | -130.14 | 23.7482 | 1.9689 | 0.35928
2026-04-18 | 60 | 6637.94 | 6567.47 | 6732.5926 | 38.9534 | 15.7614 | 0 | 0 | 0 | 20.7159 | 900 | 144.5909 | 8.9591 | 38.0443 | 6637.94 | -70.47 | 94.6526 | 1.0616 | 1.4259
2026-04-18 | 61 | 6611.86 | 6507.7 | 6685.9096 | 38.9545 | 15.5455 | 0 | 0 | 0 | 20.8182 | 900 | 114.6591 | 9.2318 | 37.7409 | 6611.86 | -104.16 | 74.0496 | 1.5754 | 1.12
2026-04-18 | 62 | 6769.99 | 6493.43 | 6747.2253 | 38.833 | 15.5341 | 0 | 0 | 0 | 21.7045 | 900 | 114.6591 | 9.3784 | 37.4102 | 6769.99 | -276.56 | -22.7647 | 4.0851 | 0.33626
2026-04-18 | 63 | 6826.2 | 6553.76 | 6836.7531 | 38.7114 | 15.5227 | 0 | 0 | 0 | 22.5909 | 900 | 114.6591 | 9.525 | 37.0795 | 6826.2 | -272.44 | 10.5531 | 3.9911 | 0.1546
2026-04-18 | 64 | 6882.37 | 6593.09 | 6950.4128 | 38.5898 | 15.5114 | 0 | 0 | 0 | 23.4773 | 900 | 114.6591 | 9.6716 | 36.7489 | 6882.37 | -289.28 | 68.0428 | 4.2032 | 0.98865
2026-04-18 | 65 | 6907.01 | 6657.76 | 7034.7325 | 38.4682 | 15.5 | 0 | 0 | 0 | 24.3636 | 900 | 75.1818 | 9.8182 | 36.4182 | 6907.01 | -249.25 | 127.7225 | 3.6087 | 1.8492
2026-04-18 | 66 | 6978.41 | 6784.36 | 7149.7378 | 38.1534 | 16.5682 | 0 | 0 | 0 | 31.4205 | 900 | 75.1818 | 9.4795 | 36.3159 | 6978.41 | -194.05 | 171.3278 | 2.7807 | 2.4551
2026-04-18 | 67 | 7050.84 | 6898.15 | 7242.1275 | 37.8386 | 17.6364 | 0 | 0 | 0 | 38.4773 | 900 | 75.1818 | 9.1409 | 36.2136 | 7050.84 | -152.69 | 191.2875 | 2.1656 | 2.713
2026-04-18 | 68 | 7142.63 | 6936.72 | 7336.6738 | 37.5239 | 18.7045 | 0 | 0 | 0 | 45.5341 | 900 | 75.1818 | 8.8023 | 36.1114 | 7142.63 | -205.91 | 194.0438 | 2.8828 | 2.7167
2026-04-18 | 69 | 7291.95 | 7026.76 | 7482.8259 | 37.2091 | 19.7727 | 0 | 0 | 0 | 52.5909 | 900 | 34.8636 | 8.4636 | 36.0091 | 7291.95 | -265.19 | 190.8759 | 3.6368 | 2.6176
2026-04-18 | 70 | 7366.37 | 7093.21 | 7596.4125 | 36.4693 | 20.5227 | 0 | 0 | 0 | 59.4318 | 900 | 34.8636 | 8.3386 | 35.2727 | 7366.37 | -273.16 | 230.0425 | 3.7082 | 3.1229
2026-04-18 | 71 | 7424.05 | 7163.81 | 7718.8278 | 35.7295 | 21.2727 | 0 | 0 | 0 | 66.2727 | 900 | 34.8636 | 8.2136 | 34.5364 | 7424.05 | -260.24 | 294.7778 | 3.5054 | 3.9706
2026-04-18 | 72 | 7729.95 | 7510.7 | 8112.001 | 34.9898 | 22.0227 | 0 | 0 | 0 | 73.1136 | 900 | 34.8636 | 8.0886 | 33.8 | 7729.95 | -219.25 | 382.051 | 2.8364 | 4.9425
2026-04-18 | 73 | 8498.27 | 8202.91 | 8833.5203 | 34.25 | 22.7727 | 0 | 0 | 0 | 79.9545 | 640.7049 | 6.4091 | 7.9636 | 33.0636 | 8498.27 | -295.36 | 335.2503 | 3.4755 | 3.9449
2026-04-18 | 74 | 8965.06 | 8598.39 | 8872.3234 | 33.6977 | 23.375 | 0 | 0 | 0 | 81.9318 | 640.7049 | 6.4091 | 7.7352 | 32.517 | 8965.06 | -366.67 | -92.7366 | 4.09 | 1.0344
2026-04-18 | 75 | 9135.62 | 8805.01 | 9119.3073 | 33.1455 | 23.9773 | 0 | 0 | 0 | 83.9091 | 640.7049 | 6.4091 | 7.5068 | 31.9705 | 9135.62 | -330.61 | -16.3127 | 3.6189 | 0.17856
2026-04-18 | 76 | 9165.24 | 8896.92 | 9132.2469 | 32.5932 | 24.5795 | 0 | 0 | 0 | 85.8864 | 640.7049 | 6.4091 | 7.2784 | 31.4239 | 9165.24 | -268.32 | -32.9931 | 2.9276 | 0.35998
2026-04-18 | 77 | 9521.49 | 9369.11 | 9523.5717 | 32.0409 | 25.1818 | 0 | 0 | 0 | 87.8636 | 0 | 0 | 7.05 | 30.8773 | 9521.49 | -152.38 | 2.0817 | 1.6004 | 0.021863
2026-04-18 | 78 | 9843.53 | 9636.54 | 9760.0728 | 31.6489 | 25.6818 | 0 | 0 | 0 | 87.9091 | 0 | 0 | 6.9716 | 30.4818 | 9843.53 | -206.99 | -83.4572 | 2.1028 | 0.84784
2026-04-18 | 79 | 9883.41 | 9579.69 | 9709.7942 | 31.2568 | 26.1818 | 0 | 0 | 0 | 87.9545 | 0 | 0 | 6.8932 | 30.0864 | 9883.41 | -303.72 | -173.6158 | 3.073 | 1.7566
2026-04-18 | 80 | 9773.27 | 9424.25 | 9540.8076 | 30.8648 | 26.6818 | 0 | 0 | 0 | 88 | 0 | 0 | 6.8148 | 29.6909 | 9773.27 | -349.02 | -232.4624 | 3.5712 | 2.3786
2026-04-18 | 81 | 9558.04 | 9109.61 | 9309.24 | 30.4727 | 27.1818 | 0 | 0 | 0 | 88.0455 | 0 | 0 | 6.7364 | 29.2955 | 9558.04 | -448.43 | -248.8 | 4.6917 | 2.603
2026-04-18 | 82 | 9562.85 | 8936.24 | 9219.9613 | 30.2205 | 27.6477 | 0 | 0 | 0 | 85.9432 | 0 | 0 | 6.592 | 29.0761 | 9562.85 | -626.61 | -342.8887 | 6.5525 | 3.5856
2026-04-18 | 83 | 9564.75 | 8816.43 | 9140.78 | 29.9682 | 28.1136 | 0 | 0 | 0 | 83.8409 | 0 | 0 | 6.4477 | 28.8568 | 9564.75 | -748.32 | -423.97 | 7.8237 | 4.4326
2026-04-18 | 84 | 9564.77 | 8774.78 | 9074.5145 | 29.7159 | 28.5795 | 0 | 0 | 0 | 81.7386 | 0 | 0 | 6.3034 | 28.6375 | 9564.77 | -789.99 | -490.2555 | 8.2594 | 5.1256
2026-04-18 | 85 | 9486.37 | 8771.6 | 8977.0935 | 29.4636 | 29.0455 | 0 | 0 | 0 | 79.6364 | 0 | 0 | 6.1591 | 28.4182 | 9486.37 | -714.77 | -509.2765 | 7.5347 | 5.3685
2026-04-18 | 86 | 9503.04 | 8716.93 | 8903.141 | 29.2114 | 29.4659 | 0 | 0 | 0 | 78.1364 | 0 | 0 | 5.9932 | 28.1875 | 9503.04 | -786.11 | -599.899 | 8.2722 | 6.3127
2026-04-18 | 87 | 9466.93 | 8597.9 | 8840.6375 | 28.9591 | 29.8864 | 0 | 0 | 0 | 76.6364 | 0 | 0 | 5.8273 | 27.9568 | 9466.93 | -869.03 | -626.2925 | 9.1796 | 6.6156
2026-04-18 | 88 | 9400.08 | 8528.22 | 8897.2947 | 28.7068 | 30.3068 | 0 | 0 | 0 | 75.1364 | 0 | 0 | 5.6614 | 27.7261 | 9400.08 | -871.86 | -502.7853 | 9.275 | 5.3487
2026-04-18 | 89 | 9526.2 | 8740.72 | 9403.0102 | 28.4545 | 30.7273 | 0 | 0 | 0 | 73.6364 | 0 | 0 | 5.4955 | 27.4955 | 9526.2 | -785.48 | -123.1898 | 8.2455 | 1.2932
2026-04-18 | 90 | 9792.11 | 8916.64 | 9850.2125 | 28.2489 | 31.625 | 0 | 0 | 0 | 70.8977 | 0 | 0 | 5.4011 | 27.3784 | 9792.11 | -875.47 | 58.1025 | 8.9406 | 0.59336
2026-04-18 | 91 | 9571.25 | 8834.13 | 10093.9715 | 28.0432 | 32.5227 | 0 | 0 | 0 | 68.1591 | 0 | 0 | 5.3068 | 27.2614 | 9571.25 | -737.12 | 522.7215 | 7.7014 | 5.4614
2026-04-18 | 92 | 9539.18 | 8702.65 | 10062.2695 | 27.8375 | 33.4205 | 0 | 0 | 0 | 65.4205 | 0 | 0 | 5.2125 | 27.1443 | 9539.18 | -836.53 | 523.0895 | 8.7694 | 5.4836
2026-04-18 | 93 | 9451.44 | 8691.92 | 9964.4342 | 27.6318 | 34.3182 | 0 | 0 | 0 | 62.6818 | 0 | 0 | 5.1182 | 27.0273 | 9451.44 | -759.52 | 512.9942 | 8.036 | 5.4277
2026-04-18 | 94 | 9354.87 | 8705.73 | 9891.75 | 27.308 | 35.1705 | 0 | 0 | 0 | 64.2614 | 0 | 0 | 5.3364 | 26.683 | 9354.87 | -649.14 | 536.88 | 6.9391 | 5.739
2026-04-18 | 95 | 9607.74 | 8563.16 | 9780.9569 | 26.9841 | 36.0227 | 0 | 0 | 0 | 65.8409 | 0 | 0 | 5.5545 | 26.3386 | 9607.74 | -1044.58 | 173.2169 | 10.8723 | 1.8029
2026-04-18 | 96 | 9476.7 | 8522.52 | 9642.3874 | 26.6602 | 36.875 | 0 | 0 | 0 | 67.4205 | 0 | 0 | 5.7727 | 25.9943 | 9476.7 | -954.18 | 165.6874 | 10.0687 | 1.7484
2026-04-19 | 1 | 9568.67 | 9492.3127 | 8422.5547 | 26.3364 | 37.7273 | 0 | 0 | 0 | 69 | 0 | 0 | 5.9909 | 25.65 | 9568.67 | -76.3573 | -1146.1153 | 0.79799 | 11.9778
2026-04-19 | 2 | 9327.98 | 9442.7169 | 8358.3415 | 26.1182 | 38.3409 | 0 | 0 | 0 | 70.9091 | 0 | 0 | 6.0818 | 25.4398 | 9327.98 | 114.7369 | -969.6385 | 1.23 | 10.3949
2026-04-19 | 3 | 9299.51 | 9365.123 | 8383.1686 | 25.9 | 38.9545 | 0 | 0 | 0 | 72.8182 | 0 | 0 | 6.1727 | 25.2295 | 9299.51 | 65.613 | -916.3414 | 0.70555 | 9.8537
2026-04-19 | 4 | 9635.36 | 9269.3033 | 8352.7075 | 25.6818 | 39.5682 | 0 | 0 | 0 | 74.7273 | 0 | 0 | 6.2636 | 25.0193 | 9635.36 | -366.0567 | -1282.6525 | 3.7991 | 13.3119
2026-04-19 | 5 | 9528.38 | 9163.0414 | 8105.0924 | 25.4636 | 40.1818 | 0 | 0 | 0 | 76.6364 | 0 | 0 | 6.3545 | 24.8091 | 9528.37 | -365.3386 | -1423.2876 | 3.8342 | 14.9374
2026-04-19 | 6 | 9402.64 | 9080.188 | 7910.6062 | 25.2784 | 40.6932 | 0 | 0 | 0 | 78.125 | 0 | 0 | 6.4102 | 24.6227 | 9402.64 | -322.452 | -1492.0338 | 3.4294 | 15.8682
2026-04-19 | 7 | 9318.75 | 8999.3893 | 7766.956 | 25.0932 | 41.2045 | 0 | 0 | 0 | 79.6136 | 0 | 0 | 6.4659 | 24.4364 | 9318.75 | -319.3607 | -1551.794 | 3.4271 | 16.6524
2026-04-19 | 8 | 9241.78 | 8934.7014 | 7692.4589 | 24.908 | 41.7159 | 0 | 0 | 0 | 81.1023 | 0 | 0 | 6.5216 | 24.25 | 9241.78 | -307.0786 | -1549.3211 | 3.3227 | 16.7643
2026-04-19 | 9 | 9147.88 | 8852.5086 | 7644.9595 | 24.7227 | 42.2273 | 0 | 0 | 0 | 82.5909 | 0 | 0 | 6.5773 | 24.0636 | 9147.87 | -295.3714 | -1502.9205 | 3.2289 | 16.4292
2026-04-19 | 10 | 9103.09 | 8794.0279 | 7603.7794 | 24.5602 | 42.7727 | 0 | 0 | 0 | 83.4091 | 0 | 0 | 6.6318 | 23.9011 | 9103.09 | -309.0621 | -1499.3106 | 3.3951 | 16.4703
2026-04-19 | 11 | 9017 | 8730.1503 | 7559.7162 | 24.3977 | 43.3182 | 0 | 0 | 0 | 84.2273 | 0 | 0 | 6.6864 | 23.7386 | 9017 | -286.8497 | -1457.2838 | 3.1812 | 16.1615
2026-04-19 | 12 | 8927.78 | 8660.4501 | 7521.5021 | 24.2352 | 43.8636 | 0 | 0 | 0 | 85.0455 | 0 | 0 | 6.7409 | 23.5761 | 8927.78 | -267.3299 | -1406.2779 | 2.9944 | 15.7517
2026-04-19 | 13 | 8844.21 | 8603.6868 | 7496.6676 | 24.0727 | 44.4091 | 0 | 0 | 0 | 85.8636 | 0 | 0 | 6.7955 | 23.4136 | 8844.2 | -240.5232 | -1347.5424 | 2.7196 | 15.2364
2026-04-19 | 14 | 8800.14 | 8582.2892 | 7490.6494 | 23.9239 | 44.8523 | 0 | 0 | 0 | 87.5341 | 0 | 0 | 6.8989 | 23.2545 | 8800.14 | -217.8508 | -1309.4906 | 2.4755 | 14.8803
2026-04-19 | 15 | 8746.23 | 8550.3124 | 7448.3785 | 23.775 | 45.2955 | 0 | 0 | 0 | 89.2045 | 0 | 0 | 7.0023 | 23.0955 | 8746.23 | -195.9176 | -1297.8515 | 2.24 | 14.839
2026-04-19 | 16 | 8682.59 | 8521.6131 | 7426.8194 | 23.6261 | 45.7386 | 0 | 0 | 0 | 90.875 | 0 | 0 | 7.1057 | 22.9364 | 8682.59 | -160.9769 | -1255.7706 | 1.854 | 14.4631
2026-04-19 | 17 | 8633.62 | 8510.2461 | 7429.915 | 23.4773 | 46.1818 | 0 | 0 | 0 | 92.5455 | 0 | 0 | 7.2091 | 22.7773 | 8633.62 | -123.3739 | -1203.705 | 1.429 | 13.9421
2026-04-19 | 18 | 8502.47 | 8543.6739 | 7490.6668 | 23.4045 | 48.125 | 0 | 0 | 0 | 93.5909 | 0 | 0 | 7.0648 | 22.8966 | 8502.46 | 41.2039 | -1011.8032 | 0.48461 | 11.9001
2026-04-19 | 19 | 8384.73 | 8640.5858 | 7583.1501 | 23.3318 | 50.0682 | 0 | 0 | 0 | 94.6364 | 0 | 0 | 6.9205 | 23.0159 | 8384.73 | 255.8558 | -801.5799 | 3.0514 | 9.56
2026-04-19 | 20 | 8458.29 | 8750.0595 | 7687.879 | 23.2591 | 52.0114 | 0 | 0 | 0 | 95.6818 | 0 | 0 | 6.7761 | 23.1352 | 8458.29 | 291.7695 | -770.411 | 3.4495 | 9.1084
2026-04-19 | 21 | 8259.09 | 8749.9107 | 7646.1695 | 23.1864 | 53.9545 | 0 | 0 | 0 | 96.7273 | 0 | 0 | 6.6318 | 23.2545 | 8259.09 | 490.8207 | -612.9205 | 5.9428 | 7.4212
2026-04-19 | 22 | 8114.12 | 8791.9573 | 7664.3198 | 23.2739 | 53.8864 | 0 | 0 | 0 | 95.375 | 0 | 0 | 6.7886 | 23.3432 | 8114.12 | 677.8373 | -449.8002 | 8.3538 | 5.5434
2026-04-19 | 23 | 8056.27 | 8865.7792 | 7841.7056 | 23.3614 | 53.8182 | 0 | 0 | 0 | 94.0227 | 0 | 0 | 6.9455 | 23.4318 | 8056.27 | 809.5092 | -214.5644 | 10.0482 | 2.6633
2026-04-19 | 24 | 7905.6 | 8870.9782 | 7914.3135 | 23.4489 | 53.75 | 0 | 0 | 0 | 92.6705 | 0 | 0 | 7.1023 | 23.5205 | 7905.6 | 965.3782 | 8.7135 | 12.2113 | 0.11022
2026-04-19 | 25 | 7916.29 | 8903.8501 | 8008.1879 | 23.5364 | 53.6818 | 0 | 0 | 0 | 91.3182 | 0 | 0.14773 | 7.2591 | 23.6091 | 7916.29 | 987.5601 | 91.8979 | 12.475 | 1.1609
2026-04-19 | 26 | 7850.49 | 8914.7151 | 8114.1949 | 24.058 | 52.4659 | 0 | 0 | 0 | 91.2386 | 0 | 0.14773 | 7.4591 | 24.1432 | 7850.49 | 1064.2251 | 263.7049 | 13.5562 | 3.3591
2026-04-19 | 27 | 7675.31 | 8799.5874 | 8001.0149 | 24.5795 | 51.25 | 0 | 0 | 0 | 91.1591 | 0 | 0.14773 | 7.6591 | 24.6773 | 7675.31 | 1124.2774 | 325.7049 | 14.648 | 4.2435
2026-04-19 | 28 | 7346.2 | 8489.1423 | 7705.4161 | 25.1011 | 50.0341 | 0 | 0 | 0 | 91.0795 | 0 | 0.14773 | 7.8591 | 25.2114 | 7346.2 | 1142.9423 | 359.2161 | 15.5583 | 4.8898
2026-04-19 | 29 | 6814.6 | 7690.3962 | 7125.4545 | 25.6227 | 48.8182 | 0 | 0 | 0 | 91 | 391.4025 | 6.25 | 8.0591 | 25.7455 | 6814.6 | 875.7962 | 310.8545 | 12.8518 | 4.5616
2026-04-19 | 30 | 6518.44 | 7555.0579 | 6920.193 | 26.375 | 47.0568 | 0 | 0 | 0 | 91.8182 | 391.4025 | 6.25 | 7.5989 | 26.5886 | 6518.44 | 1036.6179 | 401.753 | 15.9029 | 6.1633
2026-04-19 | 31 | 6352.75 | 7383.6904 | 6763.4128 | 27.1273 | 45.2955 | 0 | 0 | 0 | 92.6364 | 391.4025 | 6.25 | 7.1386 | 27.4318 | 6352.75 | 1030.9404 | 410.6628 | 16.2283 | 6.4643
2026-04-19 | 32 | 6078.05 | 7170.5929 | 6576.9847 | 27.8795 | 43.5341 | 0 | 0 | 0 | 93.4545 | 391.4025 | 6.25 | 6.6784 | 28.275 | 6078.05 | 1092.5429 | 498.9347 | 17.9752 | 8.2088
2026-04-19 | 33 | 5595.81 | 6454.4227 | 6223.4684 | 28.6318 | 41.7727 | 0 | 0 | 0 | 94.2727 | 767.1651 | 28.8068 | 6.2182 | 29.1182 | 5595.81 | 858.6127 | 627.6584 | 15.3438 | 11.2166
2026-04-19 | 34 | 5413.57 | 6317.6359 | 6176.0702 | 29.4034 | 40.1477 | 0 | 0 | 0 | 94.9205 | 767.1651 | 28.8068 | 6.1511 | 29.9023 | 5413.57 | 904.0659 | 762.5002 | 16.7 | 14.085
2026-04-19 | 35 | 5280.62 | 6232.0013 | 6170.385 | 30.175 | 38.5227 | 0 | 0 | 0 | 95.5682 | 767.1651 | 28.8068 | 6.0841 | 30.6864 | 5280.62 | 951.3813 | 889.765 | 18.0165 | 16.8496
2026-04-19 | 36 | 5231.34 | 6206.0597 | 6207.8638 | 30.9466 | 36.8977 | 0 | 0 | 0 | 96.2159 | 767.1651 | 28.8068 | 6.017 | 31.4705 | 5231.34 | 974.7197 | 976.5238 | 18.6323 | 18.6668
2026-04-19 | 37 | 5152.93 | 6039.4397 | 6179.1544 | 31.7182 | 35.2727 | 0 | 0 | 0 | 96.8636 | 897.0933 | 56.4545 | 5.95 | 32.2545 | 5152.93 | 886.5097 | 1026.2244 | 17.204 | 19.9154
2026-04-19 | 38 | 5183.6 | 6008.5449 | 6141.0492 | 32.4227 | 33.6818 | 0 | 0 | 0 | 97.1364 | 897.0933 | 56.4545 | 6.0466 | 33.0159 | 5183.6 | 824.9449 | 957.4492 | 15.9145 | 18.4707
2026-04-19 | 39 | 5036.43 | 5911.401 | 6024.9881 | 33.1273 | 32.0909 | 0 | 0 | 0 | 97.4091 | 897.0933 | 56.4545 | 6.1432 | 33.7773 | 5036.43 | 874.971 | 988.5581 | 17.3728 | 19.6282
2026-04-19 | 40 | 5021.02 | 5869.5665 | 5967.4819 | 33.8318 | 30.5 | 0 | 0 | 0 | 97.6818 | 897.0933 | 56.4545 | 6.2398 | 34.5386 | 5021.02 | 848.5465 | 946.4619 | 16.8999 | 18.85
2026-04-19 | 41 | 4944.24 | 5706.6094 | 5905.2441 | 34.5364 | 28.9091 | 0 | 0 | 0 | 97.9545 | 900 | 82.125 | 6.3364 | 35.3 | 4944.24 | 762.3694 | 961.0041 | 15.4193 | 19.4368
2026-04-19 | 42 | 4868.09 | 5659.1593 | 5857.3225 | 35.2443 | 26.5682 | 0 | 0 | 0 | 96.9432 | 900 | 82.125 | 6.9091 | 35.8125 | 4868.09 | 791.0693 | 989.2325 | 16.2501 | 20.3208
2026-04-19 | 43 | 4890.51 | 5595.8454 | 5851.1357 | 35.9523 | 24.2273 | 0 | 0 | 0 | 95.9318 | 900 | 82.125 | 7.4818 | 36.325 | 4890.51 | 705.3354 | 960.6257 | 14.4225 | 19.6426
2026-04-19 | 44 | 4819.32 | 5557.5529 | 5789.4052 | 36.6602 | 21.8864 | 0 | 0 | 0 | 94.9205 | 900 | 82.125 | 8.0545 | 36.8375 | 4819.32 | 738.2329 | 970.0852 | 15.3182 | 20.1291
2026-04-19 | 45 | 4853.21 | 5436.2224 | 5728.9515 | 37.3682 | 19.5455 | 0 | 0 | 0 | 93.9091 | 892.7435 | 112.9659 | 8.6273 | 37.35 | 4853.21 | 583.0124 | 875.7415 | 12.0129 | 18.0446
2026-04-19 | 46 | 4800.67 | 5397.653 | 5697.6987 | 37.6898 | 18.1818 | 0 | 0 | 0 | 92.7159 | 892.7435 | 112.9659 | 9.308 | 37.4307 | 4800.67 | 596.983 | 897.0287 | 12.4354 | 18.6855
2026-04-19 | 47 | 4804.33 | 5364.5435 | 5695.5824 | 38.0114 | 16.8182 | 0 | 0 | 0 | 91.5227 | 892.7435 | 112.9659 | 9.9886 | 37.5114 | 4804.33 | 560.2135 | 891.2524 | 11.6606 | 18.551
2026-04-19 | 48 | 4827.41 | 5333.7847 | 5678.5463 | 38.333 | 15.4545 | 0 | 0 | 0 | 90.3295 | 892.7435 | 112.9659 | 10.6693 | 37.592 | 4827.41 | 506.3747 | 851.1363 | 10.4896 | 17.6313
2026-04-19 | 49 | 4938.93 | 5323.5389 | 5740.0975 | 38.6545 | 14.0909 | 0 | 0 | 0 | 89.1364 | 900 | 130.6591 | 11.35 | 37.6727 | 4938.93 | 384.6089 | 801.1675 | 7.7873 | 16.2215
2026-04-19 | 50 | 4966.73 | 5311.748 | 5755.2083 | 38.6409 | 13.8523 | 0 | 0 | 0 | 89.1364 | 900 | 130.6591 | 11.5455 | 37.417 | 4966.72 | 345.018 | 788.4783 | 6.9466 | 15.8752
2026-04-19 | 51 | 4947.63 | 5361.7399 | 5723.5317 | 38.6273 | 13.6136 | 0 | 0 | 0 | 89.1364 | 900 | 130.6591 | 11.7409 | 37.1614 | 4947.63 | 414.1099 | 775.9017 | 8.3699 | 15.6823
2026-04-19 | 52 | 5033.14 | 5376.9937 | 5659.1729 | 38.6136 | 13.375 | 0 | 0 | 0 | 89.1364 | 900 | 130.6591 | 11.9364 | 36.9057 | 5033.14 | 343.8537 | 626.0329 | 6.8318 | 12.4382
2026-04-19 | 53 | 4929.82 | 5161.881 | 5449.6659 | 38.6 | 13.1364 | 0 | 0 | 0 | 89.1364 | 818.191 | 101.0795 | 12.1318 | 36.65 | 4929.82 | 232.061 | 519.8459 | 4.7073 | 10.5449
2026-04-19 | 54 | 4912.27 | 5122.868 | 5419.4237 | 38.6591 | 12.9318 | 0 | 0 | 0 | 84.0795 | 818.191 | 101.0795 | 12.1341 | 36.6818 | 4912.27 | 210.598 | 507.1537 | 4.2872 | 10.3242
2026-04-19 | 55 | 4961.67 | 5206.7103 | 5532.5164 | 38.7182 | 12.7273 | 0 | 0 | 0 | 79.0227 | 818.191 | 101.0795 | 12.1364 | 36.7136 | 4961.67 | 245.0403 | 570.8464 | 4.9387 | 11.5051
2026-04-19 | 56 | 5032.84 | 5299.736 | 5634.7833 | 38.7773 | 12.5227 | 0 | 0 | 0 | 73.9659 | 818.191 | 101.0795 | 12.1386 | 36.7455 | 5032.84 | 266.896 | 601.9433 | 5.3031 | 11.9603
2026-04-19 | 57 | 5119.84 | 5408.4523 | 5620.6274 | 38.8364 | 12.3182 | 0 | 0 | 0 | 68.9091 | 875.7975 | 111.1591 | 12.1409 | 36.7773 | 5119.84 | 288.6123 | 500.7874 | 5.6371 | 9.7813
2026-04-19 | 58 | 5248.82 | 5478.4397 | 5752.3954 | 38.8023 | 12.3182 | 0 | 0 | 0 | 67.25 | 875.7975 | 111.1591 | 12.3875 | 36.5727 | 5248.82 | 229.6197 | 503.5754 | 4.3747 | 9.5941
2026-04-19 | 59 | 5301.77 | 5560.1928 | 5800.0413 | 38.7682 | 12.3182 | 0 | 0 | 0 | 65.5909 | 875.7975 | 111.1591 | 12.6341 | 36.3682 | 5301.77 | 258.4228 | 498.2713 | 4.8743 | 9.3982
2026-04-19 | 60 | 5330.9 | 5580.0031 | 5866.6839 | 38.7341 | 12.3182 | 0 | 0 | 0 | 63.9318 | 875.7975 | 111.1591 | 12.8807 | 36.1636 | 5330.9 | 249.1031 | 535.7839 | 4.6728 | 10.0505
2026-04-19 | 61 | 5257.19 | 5633.92 | 5799.8213 | 38.7 | 12.3182 | 0 | 0 | 0 | 62.2727 | 900 | 103.5682 | 13.1273 | 35.9591 | 5257.19 | 376.73 | 542.6313 | 7.166 | 10.3217
2026-04-19 | 62 | 5251.6 | 5720.9839 | 5782.2219 | 38.5318 | 12.4886 | 0 | 0 | 0 | 56.875 | 900 | 103.5682 | 13.1761 | 35.6705 | 5251.6 | 469.3839 | 530.6219 | 8.9379 | 10.104
2026-04-19 | 63 | 5266.16 | 5781.124 | 5851.719 | 38.3636 | 12.6591 | 0 | 0 | 0 | 51.4773 | 900 | 103.5682 | 13.225 | 35.3818 | 5266.16 | 514.964 | 585.559 | 9.7787 | 11.1193
2026-04-19 | 64 | 5348.57 | 5802.5185 | 5892.7829 | 38.1955 | 12.8295 | 0 | 0 | 0 | 46.0795 | 900 | 103.5682 | 13.2739 | 35.0932 | 5348.57 | 453.9485 | 544.2129 | 8.4873 | 10.1749
2026-04-19 | 65 | 5374.5 | 5921.4257 | 5945.3044 | 38.0273 | 13 | 0 | 0 | 0 | 40.6818 | 900 | 65.8864 | 13.3227 | 34.8045 | 5374.5 | 546.9257 | 570.8044 | 10.1763 | 10.6206
2026-04-19 | 66 | 5486.54 | 5988.8566 | 6027.939 | 37.692 | 13.5568 | 0 | 0 | 0 | 40.2955 | 900 | 65.8864 | 13.3477 | 34.5261 | 5486.54 | 502.3166 | 541.399 | 9.1554 | 9.8678
2026-04-19 | 67 | 5535.32 | 6040.6953 | 6088.8027 | 37.3568 | 14.1136 | 0 | 0 | 0 | 39.9091 | 900 | 65.8864 | 13.3727 | 34.2477 | 5535.32 | 505.3753 | 553.4827 | 9.13 | 9.9991
2026-04-19 | 68 | 5569.35 | 6121.6522 | 6125.8529 | 37.0216 | 14.6705 | 0 | 0 | 0 | 39.5227 | 900 | 65.8864 | 13.3977 | 33.9693 | 5569.35 | 552.3022 | 556.5029 | 9.9168 | 9.9922
2026-04-19 | 69 | 5732.38 | 6340.6552 | 6228.8309 | 36.6864 | 15.2273 | 0 | 0 | 0 | 39.1364 | 882.2334 | 29.6023 | 13.4227 | 33.6909 | 5732.38 | 608.2752 | 496.4509 | 10.6112 | 8.6605
2026-04-19 | 70 | 5798.9 | 6448.7315 | 6348.5676 | 36.0227 | 15.9659 | 0 | 0 | 0 | 39.0227 | 882.2334 | 29.6023 | 13.1114 | 33.0989 | 5798.9 | 649.8315 | 549.6676 | 11.2061 | 9.4788
2026-04-19 | 71 | 5899.1 | 6524.0531 | 6511.9765 | 35.3591 | 16.7045 | 0 | 0 | 0 | 38.9091 | 882.2334 | 29.6023 | 12.8 | 32.5068 | 5899.1 | 624.9531 | 612.8765 | 10.594 | 10.3893
2026-04-19 | 72 | 6188.8 | 6771.8319 | 6671.3452 | 34.6955 | 17.4432 | 0 | 0 | 0 | 38.7955 | 882.2334 | 29.6023 | 12.4886 | 31.9148 | 6188.8 | 583.0319 | 482.5452 | 9.4208 | 7.7971
2026-04-19 | 73 | 7046.3 | 7596.0941 | 7148.2863 | 34.0318 | 18.1818 | 0 | 0 | 0 | 38.6818 | 570.4716 | 5.7727 | 12.1773 | 31.3227 | 7046.3 | 549.7941 | 101.9863 | 7.8026 | 1.4474
2026-04-19 | 74 | 7456.77 | 8071.9016 | 7483.8091 | 33.508 | 18.9205 | 0 | 0 | 0 | 38.3295 | 570.4716 | 5.7727 | 12.1955 | 30.8307 | 7456.77 | 615.1316 | 27.0391 | 8.2493 | 0.36261
2026-04-19 | 75 | 7718.08 | 8298.8163 | 7708.6934 | 32.9841 | 19.6591 | 0 | 0 | 0 | 37.9773 | 570.4716 | 5.7727 | 12.2136 | 30.3386 | 7718.08 | 580.7363 | -9.3866 | 7.5244 | 0.12162
2026-04-19 | 76 | 7746.56 | 8380.7782 | 7926.2021 | 32.4602 | 20.3977 | 0 | 0 | 0 | 37.625 | 570.4716 | 5.7727 | 12.2318 | 29.8466 | 7746.56 | 634.2182 | 179.6421 | 8.1871 | 2.319
2026-04-19 | 77 | 8104.62 | 9073.6528 | 8299.0864 | 31.9364 | 21.1364 | 0 | 0 | 0 | 37.2727 | 0 | 0.011364 | 12.25 | 29.3545 | 8104.62 | 969.0328 | 194.4664 | 11.9565 | 2.3995
2026-04-19 | 78 | 8451.86 | 9365.5061 | 8515.3182 | 31.6091 | 21.75 | 0 | 0 | 0 | 35.6818 | 0 | 0.011364 | 12.1545 | 29.067 | 8451.86 | 913.6461 | 63.4582 | 10.81 | 0.75082
2026-04-19 | 79 | 8579.17 | 9388.1838 | 8531.4986 | 31.2818 | 22.3636 | 0 | 0 | 0 | 34.0909 | 0 | 0.011364 | 12.0591 | 28.7795 | 8579.17 | 809.0138 | -47.6714 | 9.43 | 0.55566
2026-04-19 | 80 | 8602.46 | 9277.6617 | 8434.6766 | 30.9545 | 22.9773 | 0 | 0 | 0 | 32.5 | 0 | 0.011364 | 11.9636 | 28.492 | 8602.45 | 675.2017 | -167.7834 | 7.8489 | 1.9504
2026-04-19 | 81 | 8529.92 | 9105.6338 | 8277.1614 | 30.6273 | 23.5909 | 0 | 0 | 0 | 30.9091 | 0 | 0 | 11.8682 | 28.2045 | 8529.92 | 575.7138 | -252.7586 | 6.7493 | 2.9632
2026-04-19 | 82 | 8574.66 | 9017.9915 | 8134.2141 | 30.3318 | 24.0455 | 0 | 0 | 0 | 24.9886 | 0 | 0 | 11.7795 | 27.9386 | 8574.66 | 443.3315 | -440.4459 | 5.1703 | 5.1366
2026-04-19 | 83 | 8703.6 | 8915.485 | 8015.7613 | 30.0364 | 24.5 | 0 | 0 | 0 | 19.0682 | 0 | 0 | 11.6909 | 27.6727 | 8703.6 | 211.885 | -687.8387 | 2.4345 | 7.9029
2026-04-19 | 84 | 8833.1 | 8890.0275 | 8010.566 | 29.7409 | 24.9545 | 0 | 0 | 0 | 13.1477 | 0 | 0 | 11.6023 | 27.4068 | 8833.1 | 56.9275 | -822.534 | 0.64448 | 9.312
2026-04-19 | 85 | 8756.2 | 8865.4776 | 8047.4355 | 29.4455 | 25.4091 | 0 | 0 | 0 | 7.2273 | 0 | 0 | 11.5136 | 27.1409 | 8756.2 | 109.2776 | -708.7645 | 1.248 | 8.0944
2026-04-19 | 86 | 8787.06 | 8840.086 | 8001.0155 | 29.1386 | 26.0341 | 0 | 0 | 0 | 5.9205 | 0 | 0 | 11.4818 | 26.8443 | 8787.06 | 53.026 | -786.0445 | 0.60346 | 8.9455
2026-04-19 | 87 | 8688.05 | 8787.6678 | 7948.2983 | 28.8318 | 26.6591 | 0 | 0 | 0 | 4.6136 | 0 | 0 | 11.45 | 26.5477 | 8688.04 | 99.6178 | -739.7517 | 1.1466 | 8.5146
2026-04-19 | 88 | 8681.97 | 8705.1432 | 7891.629 | 28.525 | 27.2841 | 0 | 0 | 0 | 3.3068 | 0 | 0 | 11.4182 | 26.2511 | 8681.96 | 23.1732 | -790.341 | 0.26691 | 9.1032
2026-04-19 | 89 | 8870.05 | 8821.533 | 8014.865 | 28.2182 | 27.9091 | 0 | 0 | 0 | 2 | 0 | 0 | 11.3864 | 25.9545 | 8870.04 | -48.517 | -855.185 | 0.54698 | 9.6413
2026-04-19 | 90 | 9090.34 | 8986.1879 | 8114.6634 | 28.1261 | 28.7955 | 0 | 0 | 0 | 1.5 | 0 | 0 | 11.5989 | 25.9398 | 9090.34 | -104.1521 | -975.6766 | 1.1457 | 10.7331
2026-04-19 | 91 | 9479.4 | 8884.9339 | 8021.0978 | 28.0341 | 29.6818 | 0 | 0 | 0 | 1 | 0 | 0 | 11.8114 | 25.925 | 9479.4 | -594.4661 | -1458.3022 | 6.2711 | 15.3839
2026-04-19 | 92 | 9637.87 | 8707.695 | 7899.4106 | 27.942 | 30.5682 | 0 | 0 | 0 | 0.5 | 0 | 0 | 12.0239 | 25.9102 | 9637.87 | -930.175 | -1738.4594 | 9.6513 | 18.0378
2026-04-19 | 93 | 9303.48 | 8557.773 | 7865.5295 | 27.85 | 31.4545 | 0 | 0 | 0 | 0 | 0 | 0 | 12.2364 | 25.8955 | 9303.48 | -745.707 | -1437.9505 | 8.0154 | 15.4561
2026-04-19 | 94 | 9232.21 | 8538.7029 | 7817.7409 | 27.6307 | 32.125 | 0 | 0 | 0 | 0.022727 | 0 | 0 | 11.9352 | 25.7466 | 9232.2 | -693.5071 | -1414.4691 | 7.5118 | 15.321
2026-04-19 | 95 | 9311.19 | 8560.2776 | 7684.7402 | 27.4114 | 32.7955 | 0 | 0 | 0 | 0.045455 | 0 | 0 | 11.6341 | 25.5977 | 9311.19 | -750.9124 | -1626.4498 | 8.0646 | 17.4677
2026-04-19 | 96 | 8943.06 | 8542.2028 | 7705.8318 | 27.192 | 33.4659 | 0 | 0 | 0 | 0.068182 | 0 | 0 | 11.333 | 25.4489 | 8943.06 | -400.8572 | -1237.2282 | 4.4823 | 13.8345
2026-04-20 | 1 | 9422 | 9016.77 | 8580.35 | 26.9727 | 34.1364 | 0 | 0 | 0 | 0.090909 | 0 | 0 | 11.0318 | 25.3 | 8971.91 | -405.23 | -841.65 | 4.3009 | 8.9328
2026-04-20 | 2 | 9425 | 9120.5 | 8507.6 | 26.7466 | 34.8295 | 0 | 0 | 0 | 0.090909 | 0 | 0 | 10.8477 | 25.1284 | 9075.12 | -304.5 | -917.4 | 3.2308 | 9.7337
2026-04-20 | 3 | 9381 | 9100.4 | 8416.72 | 26.5205 | 35.5227 | 0 | 0 | 0 | 0.090909 | 0 | 0 | 10.6636 | 24.9568 | 9056.2 | -280.6 | -964.28 | 2.9912 | 10.2791
2026-04-20 | 4 | 9307 | 9200.18 | 8407.28 | 26.2943 | 36.2159 | 0 | 0 | 0 | 0.090909 | 0 | 0 | 10.4795 | 24.7852 | 9156.56 | -106.82 | -899.72 | 1.1477 | 9.6671
2026-04-20 | 5 | 9241 | 9075.67 | 8333.74 | 26.0682 | 36.9091 | 0 | 0 | 0 | 0.090909 | 0 | 0 | 10.2955 | 24.6136 | 9121.28 | -165.33 | -907.26 | 1.7891 | 9.8178
2026-04-20 | 6 | 9118 | 8912.16 | 8295.7 | 25.8773 | 37.4432 | 0 | 0 | 0 | 0.068182 | 0 | 0 | 10.1068 | 24.4705 | 8867.82 | -205.84 | -822.3 | 2.2575 | 9.0184
2026-04-20 | 7 | 9064 | 8936.82 | 8262.9 | 25.6864 | 37.9773 | 0 | 0 | 0 | 0.045455 | 0 | 0 | 9.9182 | 24.3273 | 8904.41 | -127.18 | -801.1 | 1.4031 | 8.8383
2026-04-20 | 8 | 8988 | 8942.82 | 8223.47 | 25.4955 | 38.5114 | 0 | 0 | 0 | 0.022727 | 0 | 0 | 9.7295 | 24.1841 | 8987.76 | -45.18 | -764.53 | 0.50267 | 8.5061
2026-04-20 | 9 | 8900 | 8855.99 | 8153.41 | 25.3045 | 39.0455 | 0 | 0 | 0 | 0 | 0 | 0 | 9.5409 | 24.0409 | 8900.49 | -44.01 | -746.59 | 0.49449 | 8.3887
2026-04-20 | 10 | 8793 | 8748.57 | 8104.52 | 25.1284 | 39.625 | 0 | 0 | 0 | 0 | 0 | 0 | 9.4295 | 23.8898 | 8792.53 | -44.43 | -688.48 | 0.50529 | 7.8299
2026-04-20 | 11 | 8709 | 8667.84 | 8063.53 | 24.9523 | 40.2045 | 0 | 0 | 0 | 0 | 0 | 0 | 9.3182 | 23.7386 | 8708.91 | -41.16 | -645.47 | 0.47261 | 7.4115
2026-04-20 | 12 | 8654 | 8610.63 | 8029.81 | 24.7761 | 40.7841 | 0 | 0 | 0 | 0 | 0 | 0 | 9.2068 | 23.5875 | 8653.9 | -43.37 | -624.19 | 0.50116 | 7.2127
2026-04-20 | 13 | 8614 | 8571.39 | 8005.54 | 24.6 | 41.3636 | 0 | 0 | 0 | 0 | 0 | 0 | 9.0955 | 23.4364 | 8614.46 | -42.61 | -608.46 | 0.49466 | 7.0636
2026-04-20 | 14 | 8559 | 8529.32 | 7996.26 | 24.4352 | 41.8636 | 0 | 0 | 0 | 0 | 0 | 0 | 9.0795 | 23.283 | 8559.48 | -29.68 | -562.74 | 0.34677 | 6.5748
2026-04-20 | 15 | 8576 | 8532.74 | 7983 | 24.2705 | 42.3636 | 0 | 0 | 0 | 0 | 0 | 0 | 9.0636 | 23.1295 | 8575.62 | -43.26 | -593 | 0.50443 | 6.9146
2026-04-20 | 16 | 8560 | 8517.57 | 7974.1 | 24.1057 | 42.8636 | 0 | 0 | 0 | 0 | 0 | 0 | 9.0477 | 22.9761 | 8560.37 | -42.43 | -585.9 | 0.49568 | 6.8446
2026-04-20 | 17 | 8587 | 8544.32 | 8000.46 | 23.9409 | 43.3636 | 0 | 0 | 0 | 0 | 0 | 0 | 9.0318 | 22.8227 | 8587.26 | -42.68 | -586.54 | 0.49703 | 6.8306
2026-04-20 | 18 | 8593 | 8571.59 | 8065.7 | 23.8659 | 44.8295 | 0 | 0 | 0 | 0 | 0 | 0 | 9.1102 | 22.867 | 8592.61 | -21.41 | -527.3 | 0.24916 | 6.1364
2026-04-20 | 19 | 8637 | 8627.63 | 8162.73 | 23.7909 | 46.2955 | 0 | 0 | 0 | 0 | 0 | 0 | 9.1886 | 22.9114 | 8637.04 | -9.37 | -474.27 | 0.10849 | 5.4911
2026-04-20 | 20 | 8751 | 8759.87 | 8277.23 | 23.7159 | 47.7614 | 0 | 0 | 0 | 0 | 0 | 0 | 9.267 | 22.9557 | 8751.12 | 8.87 | -473.77 | 0.10136 | 5.4139
2026-04-20 | 21 | 8631 | 8623.93 | 8218.25 | 23.6409 | 49.2273 | 0 | 0 | 0 | 0 | 0 | 0 | 9.3455 | 23 | 8581.02 | -7.07 | -412.75 | 0.081914 | 4.7822
2026-04-20 | 22 | 8566 | 8508.33 | 8236.58 | 23.6284 | 49.5909 | 0 | 0 | 0 | 0 | 0 | 0 | 9.3716 | 23.0193 | 8466 | -57.67 | -329.42 | 0.67324 | 3.8457
2026-04-20 | 23 | 8379 | 8345.97 | 8391.51 | 23.6159 | 49.9545 | 0 | 0 | 0 | 0 | 0 | 0 | 9.3977 | 23.0386 | 8304.45 | -33.03 | 12.51 | 0.3942 | 0.1493
2026-04-20 | 24 | 8251 | 8292.53 | 8490.95 | 23.6034 | 50.3182 | 0 | 0 | 0 | 0 | 0 | 0 | 9.4239 | 23.058 | 8251.27 | 41.53 | 239.95 | 0.50333 | 2.9081
2026-04-20 | 25 | 8238 | 8304.4 | 8542.71 | 23.5909 | 50.6818 | 0 | 0 | 0 | 0 | 0 | 0.45455 | 9.45 | 23.0773 | 8263.08 | 66.4 | 304.71 | 0.80602 | 3.6988
2026-04-20 | 26 | 8270 | 8361.21 | 8617.71 | 24.1307 | 49.625 | 0 | 0 | 0 | 0 | 0 | 0.45455 | 9.4273 | 23.6784 | 8319.61 | 91.21 | 347.71 | 1.1029 | 4.2045
2026-04-20 | 27 | 8288 | 8379.84 | 8558.04 | 24.6705 | 48.5682 | 0 | 0 | 0 | 0 | 0 | 0.45455 | 9.4045 | 24.2795 | 8338.15 | 91.84 | 270.04 | 1.1081 | 3.2582
2026-04-20 | 28 | 7849 | 8422.15 | 7958.72 | 25.2102 | 47.5114 | 0 | 0 | 0 | 0 | 0 | 0.45455 | 9.3818 | 24.8807 | 7848.52 | 573.15 | 109.72 | 7.3022 | 1.3979
2026-04-20 | 29 | 7182 | 7563.45 | 7669.11 | 25.75 | 46.4545 | 0 | 0 | 0 | 0 | 900 | 13.4886 | 9.3591 | 25.4818 | 7181.62 | 381.45 | 487.11 | 5.3112 | 6.7824
2026-04-20 | 30 | 7035 | 7307.09 | 7386.83 | 26.5045 | 44.8864 | 0 | 0 | 0 | 0 | 900 | 13.4886 | 8.8466 | 26.3545 | 7034.73 | 272.09 | 351.83 | 3.8677 | 5.0011
2026-04-20 | 31 | 6787 | 7109.73 | 6851.27 | 27.2591 | 43.3182 | 0 | 0 | 0 | 0 | 900 | 13.4886 | 8.3341 | 27.2273 | 6712.37 | 322.73 | 64.27 | 4.7551 | 0.94696
2026-04-20 | 32 | 6422 | 6920.17 | 6590.17 | 28.0136 | 41.75 | 0 | 0 | 0 | 0 | 900 | 13.4886 | 7.8216 | 28.1 | 6346.75 | 498.17 | 168.17 | 7.7572 | 2.6187
2026-04-20 | 33 | 6005 | 6379.9 | 5827.45 | 28.7682 | 40.1818 | 0 | 0 | 0 | 0 | 900 | 49.2841 | 7.3091 | 28.9727 | 6004.95 | 374.9 | -177.55 | 6.2431 | 2.9567
2026-04-20 | 34 | 6059 | 6340.36 | 5817.72 | 29.558 | 38.4886 | 0 | 0 | 0 | 0 | 900 | 49.2841 | 7.4443 | 29.7284 | 6059.08 | 281.36 | -241.28 | 4.6437 | 3.9822
2026-04-20 | 35 | 6135 | 6339.91 | 5828.82 | 30.3477 | 36.7955 | 0 | 0 | 0 | 0 | 900 | 49.2841 | 7.5795 | 30.4841 | 6135.45 | 204.91 | -306.18 | 3.34 | 4.9907
2026-04-20 | 36 | 6256 | 6381.05 | 5924.2 | 31.1375 | 35.1023 | 0 | 0 | 0 | 0 | 900 | 49.2841 | 7.7148 | 31.2398 | 6280.5 | 125.05 | -331.8 | 1.9989 | 5.3037
2026-04-20 | 37 | 6376 | 6281.88 | 5915.79 | 31.9273 | 33.4091 | 0 | 0 | 0 | 0 | 900 | 91.8068 | 7.85 | 31.9955 | 6426.46 | -94.12 | -460.21 | 1.4762 | 7.2178
2026-04-20 | 38 | 6514 | 6332.78 | 5983.15 | 32.5977 | 31.3977 | 0 | 0 | 0 | 0 | 900 | 91.8068 | 8.4159 | 32.6614 | 6563.77 | -181.22 | -530.85 | 2.782 | 8.1494
2026-04-20 | 39 | 6486 | 6297.16 | 5983.2 | 33.2682 | 29.3864 | 0 | 0 | 0 | 0 | 900 | 91.8068 | 8.9818 | 33.3273 | 6486.1 | -188.84 | -502.8 | 2.9115 | 7.7521
2026-04-20 | 40 | 6429 | 6277.48 | 5934.84 | 33.9386 | 27.375 | 0 | 0 | 0 | 0 | 900 | 91.8068 | 9.5477 | 33.9932 | 6429.21 | -151.52 | -494.16 | 2.3568 | 7.6864
2026-04-20 | 41 | 6349 | 6120.51 | 5833.17 | 34.6091 | 25.3636 | 0 | 0 | 0 | 0 | 900 | 129.75 | 10.1136 | 34.6591 | 6348.55 | -228.49 | -515.83 | 3.5988 | 8.1246
2026-04-20 | 42 | 6331 | 6051.5 | 5752.45 | 35.1205 | 23.625 | 0 | 0 | 0 | 0.71591 | 900 | 129.75 | 10.7102 | 35.0284 | 6330.97 | -279.5 | -578.55 | 4.4148 | 9.1384
2026-04-20 | 43 | 6333 | 6021.61 | 5689.4 | 35.6318 | 21.8864 | 0 | 0 | 0 | 1.4318 | 900 | 129.75 | 11.3068 | 35.3977 | 6332.97 | -311.39 | -643.6 | 4.9169 | 10.1626
2026-04-20 | 44 | 6298 | 5967.96 | 5696.13 | 36.1432 | 20.1477 | 0 | 0 | 0 | 2.1477 | 900 | 129.75 | 11.9034 | 35.767 | 6298.09 | -330.04 | -601.87 | 5.2404 | 9.5565
2026-04-20 | 45 | 6291 | 5857.98 | 5624.8 | 36.6545 | 18.4091 | 0 | 0 | 0 | 2.8636 | 900 | 157.25 | 12.5 | 36.1364 | 6291.44 | -433.02 | -666.2 | 6.8832 | 10.5897
2026-04-20 | 46 | 6328 | 5819.04 | 5589.6 | 36.9125 | 17.6477 | 0 | 0 | 0 | 4.4091 | 900 | 157.25 | 12.6886 | 36.3261 | 6328.09 | -508.96 | -738.4 | 8.043 | 11.6688
2026-04-20 | 47 | 6371 | 5815.26 | 5606.98 | 37.1705 | 16.8864 | 0 | 0 | 0 | 5.9545 | 900 | 157.25 | 12.8773 | 36.5159 | 6370.95 | -555.74 | -764.02 | 8.723 | 11.9922
2026-04-20 | 48 | 6370 | 5788.62 | 5608.76 | 37.4284 | 16.125 | 0 | 0 | 0 | 7.5 | 900 | 157.25 | 13.0659 | 36.7057 | 6370.28 | -581.38 | -761.24 | 9.1268 | 11.9504
2026-04-20 | 49 | 6514 | 5835.07 | 5661.39 | 37.6864 | 15.3636 | 0 | 0 | 0 | 9.0455 | 900 | 169.2955 | 13.2545 | 36.8955 | 6513.99 | -678.93 | -852.61 | 10.4226 | 13.0889
2026-04-20 | 50 | 6632 | 5852.47 | 5674.82 | 37.7932 | 14.875 | 0 | 0 | 0 | 11.7159 | 900 | 169.2955 | 13.5511 | 36.808 | 6632.18 | -779.53 | -957.18 | 11.7541 | 14.4328
2026-04-20 | 51 | 6592 | 5823.26 | 5687.68 | 37.9 | 14.3864 | 0 | 0 | 0 | 14.3864 | 900 | 169.2955 | 13.8477 | 36.7205 | 6591.87 | -768.74 | -904.32 | 11.6617 | 13.7184
2026-04-20 | 52 | 6480 | 5775.76 | 5647 | 38.0068 | 13.8977 | 0 | 0 | 0 | 17.0568 | 900 | 169.2955 | 14.1443 | 36.633 | 6479.86 | -704.24 | -833 | 10.8679 | 12.8549
2026-04-20 | 53 | 6167 | 5480.4 | 5307.82 | 38.1136 | 13.4091 | 0 | 0 | 0 | 19.7273 | 900 | 157.0114 | 14.4409 | 36.5455 | 6167.38 | -686.6 | -859.18 | 11.1335 | 13.9319
2026-04-20 | 54 | 6166 | 5461.04 | 5294.88 | 38.1148 | 13.2727 | 0 | 0 | 0 | 16.9545 | 900 | 157.0114 | 14.6602 | 36.3545 | 6165.96 | -704.96 | -871.12 | 11.433 | 14.1278
2026-04-20 | 55 | 6328 | 5645.46 | 5492.14 | 38.1159 | 13.1364 | 0 | 0 | 0 | 14.1818 | 900 | 157.0114 | 14.8795 | 36.1636 | 6327.68 | -682.54 | -835.86 | 10.786 | 13.2089
2026-04-20 | 56 | 6463 | 5780.67 | 5655.81 | 38.117 | 13 | 0 | 0 | 0 | 11.4091 | 900 | 157.0114 | 15.0989 | 35.9727 | 6463.02 | -682.33 | -807.19 | 10.5575 | 12.4894
2026-04-20 | 57 | 6647 | 5929.75 | 5829.83 | 38.1182 | 12.8636 | 0 | 0 | 0 | 8.6364 | 900 | 136.0568 | 15.3182 | 35.7818 | 6646.81 | -717.25 | -817.17 | 10.7906 | 12.2938
2026-04-20 | 58 | 6846 | 6057.99 | 5947.5 | 38.0795 | 12.7614 | 0 | 0 | 0 | 7.7273 | 900 | 136.0568 | 15.458 | 35.5568 | 6845.5 | -788.01 | -898.5 | 11.5105 | 13.1245
2026-04-20 | 59 | 7014 | 6176.73 | 6065.15 | 38.0409 | 12.6591 | 0 | 0 | 0 | 6.8182 | 900 | 136.0568 | 15.5977 | 35.3318 | 7014.44 | -837.27 | -948.85 | 11.9371 | 13.5279
2026-04-20 | 60 | 7115 | 6253.76 | 6175.92 | 38.0023 | 12.5568 | 0 | 0 | 0 | 5.9091 | 900 | 136.0568 | 15.7375 | 35.1068 | 7114.82 | -861.24 | -939.08 | 12.1046 | 13.1986
2026-04-20 | 61 | 7117 | 6276.15 | 6151.12 | 37.9636 | 12.4545 | 0 | 0 | 0 | 5 | 900 | 116.7273 | 15.8773 | 34.8818 | 7116.75 | -840.85 | -965.88 | 11.8147 | 13.5714
2026-04-20 | 62 | 7199 | 6306.1 | 6156.82 | 37.8091 | 12.4886 | 0 | 0 | 0 | 5.0455 | 900 | 116.7273 | 16.067 | 34.5295 | 7198.51 | -892.9 | -1042.18 | 12.4031 | 14.4767
2026-04-20 | 63 | 7284 | 6374.48 | 6244.67 | 37.6545 | 12.5227 | 0 | 0 | 0 | 5.0909 | 900 | 116.7273 | 16.2568 | 34.1773 | 7284.26 | -909.52 | -1039.33 | 12.4865 | 14.2687
2026-04-20 | 64 | 7314 | 6471.39 | 6319.56 | 37.5 | 12.5568 | 0 | 0 | 0 | 5.1364 | 900 | 116.7273 | 16.4466 | 33.825 | 7314.38 | -842.61 | -994.44 | 11.5205 | 13.5964
2026-04-20 | 65 | 7367 | 6609.29 | 6377.47 | 37.3455 | 12.5909 | 0 | 0 | 0 | 5.1818 | 900 | 80.1591 | 16.6364 | 33.4727 | 7367.02 | -757.71 | -989.53 | 10.2852 | 13.4319
2026-04-20 | 66 | 7396 | 6716.78 | 6474.1 | 37.0273 | 12.9318 | 0 | 0 | 0 | 5.4091 | 900 | 80.1591 | 16.3091 | 33.217 | 7396.15 | -679.22 | -921.9 | 9.1836 | 12.4648
2026-04-20 | 67 | 7471 | 6797.93 | 6554.27 | 36.7091 | 13.2727 | 0 | 0 | 0 | 5.6364 | 900 | 80.1591 | 15.9818 | 32.9614 | 7471.4 | -673.07 | -916.73 | 9.0091 | 12.2705
2026-04-20 | 68 | 7513 | 6873.15 | 6619.24 | 36.3909 | 13.6136 | 0 | 0 | 0 | 5.8636 | 900 | 80.1591 | 15.6545 | 32.7057 | 7513.32 | -639.85 | -893.76 | 8.5166 | 11.8962
2026-04-20 | 69 | 7628 | 7121.33 | 6783.19 | 36.0727 | 13.9545 | 0 | 0 | 0 | 6.0909 | 900 | 39.0795 | 15.3273 | 32.45 | 7628.39 | -506.67 | -844.81 | 6.6422 | 11.0751
2026-04-20 | 70 | 7718 | 7243.16 | 6882.99 | 35.4216 | 14.7273 | 0 | 0 | 0 | 7.3295 | 900 | 39.0795 | 14.6034 | 31.942 | 7717.62 | -474.84 | -835.01 | 6.1524 | 10.819
2026-04-20 | 71 | 7811 | 7321.77 | 6917.63 | 34.7705 | 15.5 | 0 | 0 | 0 | 8.5682 | 900 | 39.0795 | 13.8795 | 31.4341 | 7810.66 | -489.23 | -893.37 | 6.2633 | 11.4373
2026-04-20 | 72 | 8171 | 7635.34 | 7085.1 | 34.1193 | 16.2727 | 0 | 0 | 0 | 9.8068 | 900 | 39.0795 | 13.1557 | 30.9261 | 8071.05 | -535.66 | -1085.9 | 6.5556 | 13.2897
2026-04-20 | 73 | 8731 | 8529.5 | 7859.77 | 33.4682 | 17.0455 | 0 | 0 | 0 | 11.0455 | 861.7506 | 8.1136 | 12.4318 | 30.4182 | 8731.46 | -201.5 | -871.23 | 2.3079 | 9.9786
2026-04-20 | 74 | 9142 | 8964.87 | 8263.32 | 32.8909 | 17.4886 | 0 | 0 | 0 | 13.9432 | 861.7506 | 8.1136 | 12.3102 | 29.8432 | 9141.71 | -177.13 | -878.68 | 1.9375 | 9.6115
2026-04-20 | 75 | 9405 | 9198.12 | 8483.49 | 32.3136 | 17.9318 | 0 | 0 | 0 | 16.8409 | 861.7506 | 8.1136 | 12.1886 | 29.2682 | 9405.02 | -206.88 | -921.51 | 2.1997 | 9.7981
2026-04-20 | 76 | 9356 | 9175.16 | 8529.89 | 31.7364 | 18.375 | 0 | 0 | 0 | 19.7386 | 861.7506 | 8.1136 | 12.067 | 28.6932 | 9356.16 | -180.84 | -826.11 | 1.9329 | 8.8297
2026-04-20 | 77 | 9674 | 9804.43 | 9120.65 | 31.1591 | 18.8182 | 0 | 0 | 0 | 22.6364 | 0 | 0 | 11.9455 | 28.1182 | 9673.7 | 130.43 | -553.35 | 1.3483 | 5.72
2026-04-20 | 78 | 9957 | 10070.8 | 9399.27 | 30.842 | 19.0795 | 0 | 0 | 0 | 27.125 | 0 | 0 | 11.9045 | 27.7932 | 9957.49 | 113.8 | -557.73 | 1.1429 | 5.6014
2026-04-20 | 79 | 9937 | 10036.68 | 9349.73 | 30.525 | 19.3409 | 0 | 0 | 0 | 31.6136 | 0 | 0 | 11.8636 | 27.4682 | 9936.65 | 99.68 | -587.27 | 1.0031 | 5.9099
2026-04-20 | 80 | 9894 | 9908.83 | 9159.24 | 30.208 | 19.6023 | 0 | 0 | 0 | 36.1023 | 0 | 0 | 11.8227 | 27.1432 | 9894.08 | 14.83 | -734.76 | 0.14989 | 7.4263
2026-04-20 | 81 | 9737 | 9681.47 | 8885.89 | 29.8909 | 19.8636 | 0 | 0 | 0 | 40.5909 | 0 | 0 | 11.7818 | 26.8182 | 9737.34 | -55.53 | -851.11 | 0.5703 | 8.741
2026-04-20 | 82 | 9709 | 9581.63 | 8744.88 | 29.6205 | 20.0909 | 0 | 0 | 0 | 41.8977 | 0 | 0 | 11.7989 | 26.5273 | 9708.99 | -127.37 | -964.12 | 1.3119 | 9.9302
2026-04-20 | 83 | 9693 | 9544.38 | 8671.09 | 29.35 | 20.3182 | 0 | 0 | 0 | 43.2045 | 0 | 0 | 11.8159 | 26.2364 | 9692.91 | -148.62 | -1021.91 | 1.5333 | 10.5428
2026-04-20 | 84 | 9730 | 9497.64 | 8636.62 | 29.0795 | 20.5455 | 0 | 0 | 0 | 44.5114 | 0 | 0 | 11.833 | 25.9455 | 9530.35 | -232.36 | -1093.38 | 2.3881 | 11.2372
2026-04-20 | 85 | 9717 | 9379.5 | 8577.66 | 28.8091 | 20.7727 | 0 | 0 | 0 | 45.8182 | 0 | 0 | 11.85 | 25.6545 | 9517.37 | -337.5 | -1139.34 | 3.4733 | 11.7252
2026-04-20 | 86 | 9661 | 9315.82 | 8541.1 | 28.5682 | 21.125 | 0 | 0 | 0 | 42.4318 | 0 | 0 | 11.7364 | 25.4375 | 9471.24 | -345.18 | -1119.9 | 3.5729 | 11.592
2026-04-20 | 87 | 9614 | 9242.14 | 8518.99 | 28.3273 | 21.4773 | 0 | 0 | 0 | 39.0455 | 0 | 0 | 11.6227 | 25.2205 | 9424.34 | -371.86 | -1095.01 | 3.8679 | 11.3897
2026-04-20 | 88 | 9665 | 9174.28 | 8433.55 | 28.0864 | 21.8295 | 0 | 0 | 0 | 35.6591 | 0 | 0 | 11.5091 | 25.0034 | 9595.15 | -490.72 | -1231.45 | 5.0773 | 12.7413
2026-04-20 | 89 | 10169 | 9344.49 | 8642.31 | 27.8455 | 22.1818 | 0 | 0 | 0 | 32.2727 | 0 | 0 | 11.3955 | 24.7864 | 9579.1 | -824.51 | -1526.69 | 8.1081 | 15.0132
2026-04-20 | 90 | 10595 | 9502.9 | 8804.48 | 27.7545 | 22.5 | 0 | 0 | 0 | 31.3409 | 0 | 0 | 11.4511 | 24.7125 | 9495.39 | -1092.1 | -1790.52 | 10.3077 | 16.8997
2026-04-20 | 91 | 10767 | 9578.4 | 8781.58 | 27.6636 | 22.8182 | 0 | 0 | 0 | 30.4091 | 0 | 0 | 11.5068 | 24.6386 | 9687.35 | -1188.6 | -1985.42 | 11.0393 | 18.4399
2026-04-20 | 92 | 10749 | 9567.64 | 8766 | 27.5727 | 23.1364 | 0 | 0 | 0 | 29.4773 | 0 | 0 | 11.5625 | 24.5648 | 9509.15 | -1181.36 | -1983 | 10.9904 | 18.4482
2026-04-20 | 93 | 10653 | 9563.35 | 8722.92 | 27.4818 | 23.4545 | 0 | 0 | 0 | 28.5455 | 0 | 0 | 11.6182 | 24.4909 | 9402.95 | -1089.65 | -1930.08 | 10.2286 | 18.1177
2026-04-20 | 94 | 10585 | 9509.06 | 8659.14 | 27.2114 | 23.8977 | 0 | 0 | 0 | 21.8523 | 0 | 0 | 11.517 | 24.2489 | 9535.18 | -1075.94 | -1925.86 | 10.1648 | 18.1942
2026-04-20 | 95 | 10494 | 9438.64 | 8628.32 | 26.9409 | 24.3409 | 0 | 0 | 0 | 15.1591 | 0 | 0 | 11.4159 | 24.0068 | 9553.95 | -1055.36 | -1865.68 | 10.0568 | 17.7785
2026-04-20 | 96 | 10382 | 9285.25 | 8568.45 | 26.6705 | 24.7841 | 0 | 0 | 0 | 8.4659 | 0 | 0 | 11.3148 | 23.7648 | 9562.29 | -1096.75 | -1813.55 | 10.564 | 17.4682
2026-04-21 | 1 | 10309 | 9938.2787 | 9280.6045 | 26.4 | 25.2273 | 0 | 0 | 0 | 1.7727 | 0 | 0 | 11.2136 | 23.5227 | 9528.75 | -370.7213 | -1028.3955 | 3.5961 | 9.9757
2026-04-21 | 2 | 10231 | 9770.4008 | 9132.7832 | 26.2159 | 25.5341 | 0 | 0 | 0 | 1.3636 | 0 | 0 | 11.1602 | 23.3477 | 9560.84 | -460.5992 | -1098.2168 | 4.502 | 10.7342
2026-04-21 | 3 | 10116 | 9515.6863 | 8997.8941 | 26.0318 | 25.8409 | 0 | 0 | 0 | 0.95455 | 0 | 0 | 11.1068 | 23.1727 | 9406.28 | -600.3137 | -1118.1059 | 5.9343 | 11.0528
2026-04-21 | 4 | 10012 | 9471.7723 | 8986.4971 | 25.8477 | 26.1477 | 0 | 0 | 0 | 0.54545 | 0 | 0 | 11.0534 | 22.9977 | 9462.31 | -540.2277 | -1025.5029 | 5.3958 | 10.2427
2026-04-21 | 5 | 9902 | 9311.0317 | 8800.1606 | 25.6636 | 26.4545 | 0 | 0 | 0 | 0.13636 | 0 | 0 | 11 | 22.8227 | 9301.73 | -590.9683 | -1101.8394 | 5.9682 | 11.1274
2026-04-21 | 6 | 9754 | 9082.9038 | 8644.9373 | 25.4693 | 26.8409 | 0 | 0 | 0 | 0.10227 | 0 | 0 | 10.7466 | 22.6818 | 9073.83 | -671.0962 | -1109.0627 | 6.8802 | 11.3703
2026-04-21 | 7 | 9651 | 9160.6115 | 8519.6834 | 25.275 | 27.2273 | 0 | 0 | 0 | 0.068182 | 0 | 0 | 10.4932 | 22.5409 | 9151.46 | -490.3885 | -1131.3166 | 5.0812 | 11.7223
2026-04-21 | 8 | 9567 | 9336.5172 | 8451.9936 | 25.0807 | 27.6136 | 0 | 0 | 0 | 0.034091 | 0 | 0 | 10.2398 | 22.4 | 9327.19 | -230.4828 | -1115.0064 | 2.4091 | 11.6547
2026-04-21 | 9 | 9461 | 9260.6914 | 8370.1844 | 24.8864 | 28 | 0 | 0 | 0 | 0 | 0 | 0 | 9.9864 | 22.2591 | 9251.44 | -200.3086 | -1090.8156 | 2.1172 | 11.5296
2026-04-21 | 10 | 9402 | 9031.2322 | 8313.5211 | 24.7193 | 28.4886 | 0 | 0 | 0 | 0 | 0 | 0 | 9.7352 | 22.1398 | 9022.21 | -370.7678 | -1088.4789 | 3.9435 | 11.5771
2026-04-21 | 11 | 9332 | 9040.5715 | 8259.4774 | 24.5523 | 28.9773 | 0 | 0 | 0 | 0 | 0 | 0 | 9.4841 | 22.0205 | 9031.54 | -291.4285 | -1072.5226 | 3.1229 | 11.493
2026-04-21 | 12 | 9255 | 9114.085 | 8206.652 | 24.3852 | 29.4659 | 0 | 0 | 0 | 0 | 0 | 0 | 9.233 | 21.9011 | 9104.98 | -140.915 | -1048.348 | 1.5226 | 11.3274
2026-04-21 | 13 | 9215 | 9223.8046 | 8149.2555 | 24.2182 | 29.9545 | 0 | 0 | 0 | 0 | 0 | 0 | 8.9818 | 21.7818 | 9214.59 | 8.8046 | -1065.7445 | 0.095546 | 11.5653
2026-04-21 | 14 | 9336 | 9345.4761 | 8120.9692 | 24.0443 | 30.4773 | 0 | 0 | 0 | 0 | 0 | 0 | 8.7932 | 21.6523 | 9336.14 | 9.4761 | -1215.0308 | 0.1015 | 13.0145
2026-04-21 | 15 | 9293 | 9302.1629 | 8104.0801 | 23.8705 | 31 | 0 | 0 | 0 | 0 | 0 | 0 | 8.6045 | 21.5227 | 9292.87 | 9.1629 | -1188.9199 | 0.0986 | 12.7937
2026-04-21 | 16 | 9240 | 9249.5303 | 8084.3611 | 23.6966 | 31.5227 | 0 | 0 | 0 | 0 | 0 | 0 | 8.4159 | 21.3932 | 9240.29 | 9.5303 | -1155.6389 | 0.10314 | 12.5069
2026-04-21 | 17 | 9205 | 9214.0248 | 8094.5026 | 23.5227 | 32.0455 | 0 | 0 | 0 | 0 | 0 | 0 | 8.2273 | 21.2636 | 9204.82 | 9.0248 | -1110.4974 | 0.098043 | 12.0641
2026-04-21 | 18 | 9226 | 9235.1459 | 8114.1989 | 23.4648 | 33.3068 | 0 | 0 | 0 | 0.056818 | 0 | 0 | 8.3977 | 21.3 | 9225.92 | 9.1459 | -1111.8011 | 0.099132 | 12.0507
2026-04-21 | 19 | 9229 | 9238.269 | 8156.6882 | 23.4068 | 34.5682 | 0 | 0 | 0 | 0.11364 | 0 | 0 | 8.5682 | 21.3364 | 9229.04 | 9.269 | -1072.3118 | 0.10043 | 11.6189
2026-04-21 | 20 | 9288 | 9297.4482 | 8257.5521 | 23.3489 | 35.8295 | 0 | 0 | 0 | 0.17045 | 0 | 0 | 8.7386 | 21.3727 | 9288.16 | 9.4482 | -1030.4479 | 0.10172 | 11.0944
2026-04-21 | 21 | 9040 | 9049.5205 | 8162.6201 | 23.2909 | 37.0909 | 0 | 0 | 0 | 0.22727 | 0 | 0 | 8.9091 | 21.4091 | 9040.48 | 9.5205 | -877.3799 | 0.10532 | 9.7055
2026-04-21 | 22 | 8864 | 8872.824 | 8161.6706 | 23.2795 | 37.6136 | 0 | 0 | 0 | 0.17045 | 0 | 0 | 8.9455 | 21.442 | 8863.96 | 8.824 | -702.3294 | 0.099548 | 7.9234
2026-04-21 | 23 | 8807 | 8865.897 | 8271.6066 | 23.2682 | 38.1364 | 0 | 0 | 0 | 0.11364 | 0 | 0 | 8.9818 | 21.475 | 8857.04 | 58.897 | -535.3934 | 0.66875 | 6.0792
2026-04-21 | 24 | 8668 | 8827.1083 | 8299.3145 | 23.2568 | 38.6591 | 0 | 0 | 0 | 0.056818 | 0 | 0 | 9.0182 | 21.508 | 8818.29 | 159.1083 | -368.6855 | 1.8356 | 4.2534
2026-04-21 | 25 | 8579 | 8737.8992 | 8344.7257 | 23.2455 | 39.1818 | 0 | 0 | 0 | 0 | 0 | 0.51136 | 9.0545 | 21.5409 | 8729.17 | 158.8992 | -234.2743 | 1.8522 | 2.7308
2026-04-21 | 26 | 8533 | 8691.1925 | 8396.2341 | 23.8591 | 38.3295 | 0 | 0 | 0 | 0 | 0 | 0.51136 | 9.2557 | 22.1807 | 8682.51 | 158.1925 | -136.7659 | 1.8539 | 1.6028
2026-04-21 | 27 | 8348 | 8556.6381 | 8314.3832 | 24.4727 | 37.4773 | 0 | 0 | 0 | 0 | 0 | 0.51136 | 9.4568 | 22.8205 | 8548.09 | 208.6381 | -33.6168 | 2.4993 | 0.40269
2026-04-21 | 28 | 8000 | 8306.1888 | 8021.0312 | 25.0864 | 36.625 | 0 | 0 | 0 | 0 | 0 | 0.51136 | 9.658 | 23.4602 | 8199.87 | 306.1888 | 21.0312 | 3.8274 | 0.26289
2026-04-21 | 29 | 7516 | 7758.7275 | 7216.0697 | 25.7 | 35.7727 | 0 | 0 | 0 | 0 | 900 | 13.8182 | 9.8591 | 24.1 | 7716.37 | 242.7275 | -299.9303 | 3.2295 | 3.9906
2026-04-21 | 30 | 7353 | 7541.4243 | 6898.4376 | 26.5705 | 34.5795 | 0 | 0 | 0 | 0 | 900 | 13.8182 | 9.308 | 25.1193 | 7553.49 | 188.4243 | -454.5624 | 2.5626 | 6.182
2026-04-21 | 31 | 7179 | 7266.9307 | 6640.0031 | 27.4409 | 33.3864 | 0 | 0 | 0 | 0 | 900 | 13.8182 | 8.7568 | 26.1386 | 7379.04 | 87.9307 | -538.9969 | 1.2248 | 7.508
2026-04-21 | 32 | 6927 | 7011.2626 | 6444.0342 | 28.3114 | 32.1932 | 0 | 0 | 0 | 0 | 900 | 13.8182 | 8.2057 | 27.158 | 7126.94 | 84.2626 | -482.9658 | 1.2164 | 6.9722
2026-04-21 | 33 | 6394 | 6502.0261 | 5904.1081 | 29.1818 | 31 | 0 | 0 | 0 | 0 | 900 | 49.7273 | 7.6545 | 28.1773 | 6463.6 | 108.0261 | -489.8919 | 1.6895 | 7.6617
2026-04-21 | 34 | 6351 | 6416.0342 | 5847.3447 | 29.9989 | 29.6477 | 0 | 0 | 0 | 0 | 900 | 49.7273 | 8.1091 | 28.917 | 6400.7 | 65.0342 | -503.6553 | 1.024 | 7.9303
2026-04-21 | 35 | 6473 | 6426.6525 | 5869.9394 | 30.8159 | 28.2955 | 0 | 0 | 0 | 0 | 900 | 49.7273 | 8.5636 | 29.6568 | 6473.39 | -46.3475 | -603.0606 | 0.71601 | 9.3166
2026-04-21 | 36 | 6501 | 6517.4356 | 5954.7921 | 31.633 | 26.9432 | 0 | 0 | 0 | 0 | 900 | 49.7273 | 9.0182 | 30.3966 | 6501.1 | 16.4356 | -546.2079 | 0.25282 | 8.4019
2026-04-21 | 37 | 6537 | 6580.7855 | 5963.1524 | 32.45 | 25.5909 | 0 | 0 | 0 | 0 | 900 | 92.2159 | 9.4727 | 31.1364 | 6537.29 | 43.7855 | -573.8476 | 0.66981 | 8.7785
2026-04-21 | 38 | 6592 | 6676.987 | 6036.4006 | 33.0625 | 24.2159 | 0 | 0 | 0 | 0 | 900 | 92.2159 | 10.1614 | 31.7875 | 6591.99 | 84.987 | -555.5994 | 1.2892 | 8.4284
2026-04-21 | 39 | 6498 | 6641.4262 | 6001.3452 | 33.675 | 22.8409 | 0 | 0 | 0 | 0 | 900 | 92.2159 | 10.85 | 32.4386 | 6498.08 | 143.4262 | -496.6548 | 2.2072 | 7.6432
2026-04-21 | 40 | 6533 | 6728.1231 | 6078.1115 | 34.2875 | 21.4659 | 0 | 0 | 0 | 0 | 900 | 92.2159 | 11.5386 | 33.0898 | 6532.86 | 195.1231 | -454.8885 | 2.9867 | 6.9629
2026-04-21 | 41 | 6465 | 6653.3739 | 6005.1617 | 34.9 | 20.0909 | 0 | 0 | 0 | 0 | 900 | 130.1591 | 12.2273 | 33.7409 | 6465.27 | 188.3739 | -459.8383 | 2.9138 | 7.1127
2026-04-21 | 42 | 6371 | 6549.8246 | 5891.342 | 35.3705 | 18.9545 | 0 | 0 | 0 | 0.056818 | 900 | 130.1591 | 13.3386 | 34.0477 | 6371.05 | 178.8246 | -479.658 | 2.8069 | 7.5288
2026-04-21 | 43 | 6323 | 6488.5817 | 5821.418 | 35.8409 | 17.8182 | 0 | 0 | 0 | 0.11364 | 900 | 130.1591 | 14.45 | 34.3545 | 6322.55 | 165.5817 | -501.582 | 2.6187 | 7.9327
2026-04-21 | 44 | 6337 | 6468.1021 | 5804.7257 | 36.3114 | 16.6818 | 0 | 0 | 0 | 0.17045 | 900 | 130.1591 | 15.5614 | 34.6614 | 6337.49 | 131.1021 | -532.2743 | 2.0688 | 8.3995
2026-04-21 | 45 | 6363 | 6455.5795 | 5788.1807 | 36.7818 | 15.5455 | 0 | 0 | 0 | 0.22727 | 900 | 157.6023 | 16.6727 | 34.9682 | 6363.21 | 92.5795 | -574.8193 | 1.455 | 9.0338
2026-04-21 | 46 | 6344 | 6466.6817 | 5774.2549 | 36.9898 | 15.2045 | 0 | 0 | 0 | 0.32955 | 900 | 157.6023 | 17.05 | 35.1568 | 6343.5 | 122.6817 | -569.7451 | 1.9338 | 8.9808
2026-04-21 | 47 | 6380 | 6434.652 | 5713.81 | 37.1977 | 14.8636 | 0 | 0 | 0 | 0.43182 | 900 | 157.6023 | 17.4273 | 35.3455 | 6379.71 | 54.652 | -666.19 | 0.85661 | 10.4418
2026-04-21 | 48 | 6392 | 6422.609 | 5702.2759 | 37.4057 | 14.5227 | 0 | 0 | 0 | 0.53409 | 900 | 157.6023 | 17.8045 | 35.5341 | 6392.22 | 30.609 | -689.7241 | 0.47886 | 10.7904
2026-04-21 | 49 | 6504 | 6531.4962 | 5800.8655 | 37.6136 | 14.1818 | 0 | 0 | 0 | 0.63636 | 900 | 170.9318 | 18.1818 | 35.7227 | 6504.32 | 27.4962 | -703.1345 | 0.42276 | 10.8108
2026-04-21 | 50 | 6536 | 6549.8131 | 5800.5458 | 37.7364 | 14.0227 | 0 | 0 | 0 | 0.625 | 900 | 170.9318 | 18.2125 | 35.817 | 6536.25 | 13.8131 | -735.4542 | 0.21134 | 11.2524
2026-04-21 | 51 | 6496 | 6468.7509 | 5735.0103 | 37.8591 | 13.8636 | 0 | 0 | 0 | 0.61364 | 900 | 170.9318 | 18.2432 | 35.9114 | 6496.02 | -27.2491 | -760.9897 | 0.41948 | 11.7147
2026-04-21 | 52 | 6417 | 6369.6137 | 5672.8522 | 37.9818 | 13.7045 | 0 | 0 | 0 | 0.60227 | 900 | 170.9318 | 18.2739 | 36.0057 | 6417.36 | -47.3863 | -744.1478 | 0.73845 | 11.5965
2026-04-21 | 53 | 6032 | 6020.466 | 5336.8753 | 38.1045 | 13.5455 | 0 | 0 | 0 | 0.59091 | 900 | 168.8523 | 18.3045 | 36.1 | 6032.49 | -11.534 | -695.1247 | 0.19121 | 11.524
2026-04-21 | 54 | 6056 | 5941.7599 | 5269.096 | 38.1432 | 13.4773 | 0 | 0 | 0 | 0.69318 | 900 | 168.8523 | 18.4273 | 36.0114 | 6056.02 | -114.2401 | -786.904 | 1.8864 | 12.9938
2026-04-21 | 55 | 6282 | 6090.4604 | 5441.266 | 38.1818 | 13.4091 | 0 | 0 | 0 | 0.79545 | 900 | 168.8523 | 18.55 | 35.9227 | 6281.63 | -191.5396 | -840.734 | 3.049 | 13.3832
2026-04-21 | 56 | 6441 | 6120.0097 | 5500.5047 | 38.2205 | 13.3409 | 0 | 0 | 0 | 0.89773 | 900 | 168.8523 | 18.6727 | 35.8341 | 6440.9 | -320.9903 | -940.4953 | 4.9835 | 14.6017
2026-04-21 | 57 | 6525 | 6255.1679 | 5632.5586 | 38.2591 | 13.2727 | 0 | 0 | 0 | 1 | 900 | 151.5795 | 18.7955 | 35.7455 | 6525.49 | -269.8321 | -892.4414 | 4.1354 | 13.6773
2026-04-21 | 58 | 6747 | 6447.6878 | 5820.4034 | 38.2227 | 13.3068 | 0 | 0 | 0 | 1.6136 | 900 | 151.5795 | 18.9284 | 35.5091 | 6747.27 | -299.3122 | -926.5966 | 4.4362 | 13.7335
2026-04-21 | 59 | 6864 | 6614.0285 | 5982.3046 | 38.1864 | 13.3409 | 0 | 0 | 0 | 2.2273 | 900 | 151.5795 | 19.0614 | 35.2727 | 6863.83 | -249.9715 | -881.6954 | 3.6418 | 12.8452
2026-04-21 | 60 | 7085 | 6728.7425 | 6103.4447 | 38.15 | 13.375 | 0 | 0 | 0 | 2.8409 | 900 | 151.5795 | 19.1943 | 35.0364 | 7085 | -356.2575 | -981.5553 | 5.0283 | 13.854
2026-04-21 | 61 | 7108 | 6686.5888 | 6060.3367 | 38.1136 | 13.4091 | 0 | 0 | 0 | 3.4545 | 900 | 120.875 | 19.3273 | 34.8 | 7108.47 | -421.4112 | -1047.6633 | 5.9287 | 14.7392
2026-04-21 | 62 | 7158 | 6706.7803 | 6049.9351 | 37.9989 | 13.5227 | 0 | 0 | 0 | 3.3977 | 900 | 120.875 | 19.2057 | 34.5398 | 7157.74 | -451.2197 | -1108.0649 | 6.3037 | 15.4801
2026-04-21 | 63 | 7213 | 6760.8615 | 6112.1971 | 37.8841 | 13.6364 | 0 | 0 | 0 | 3.3409 | 900 | 120.875 | 19.0841 | 34.2795 | 7213.28 | -452.1385 | -1100.8029 | 6.2684 | 15.2614
2026-04-21 | 64 | 7258 | 6805.3097 | 6181.9009 | 37.7693 | 13.75 | 0 | 0 | 0 | 3.2841 | 900 | 120.875 | 18.9625 | 34.0193 | 7258.1 | -452.6903 | -1076.0991 | 6.2371 | 14.8264
2026-04-21 | 65 | 7326 | 6881.2852 | 6258.3981 | 37.6545 | 13.8636 | 0 | 0 | 0 | 3.2273 | 900 | 80.5455 | 18.8409 | 33.7591 | 7325.9 | -444.7148 | -1067.6019 | 6.0704 | 14.5728
2026-04-21 | 66 | 7450 | 6991.778 | 6404.5272 | 37.3523 | 14.3409 | 0 | 0 | 0 | 6 | 900 | 80.5455 | 17.9523 | 33.6375 | 7450.34 | -458.222 | -1045.4728 | 6.1506 | 14.0332
2026-04-21 | 67 | 7557 | 7060.8972 | 6492.9625 | 37.05 | 14.8182 | 0 | 0 | 0 | 8.7727 | 900 | 80.5455 | 17.0636 | 33.5159 | 7557.26 | -496.1028 | -1064.0375 | 6.5648 | 14.0802
2026-04-21 | 68 | 7618 | 7082.3274 | 6534.1248 | 36.7477 | 15.2955 | 0 | 0 | 0 | 11.5455 | 900 | 80.5455 | 16.175 | 33.3943 | 7618.26 | -535.6726 | -1083.8752 | 7.0317 | 14.2278
2026-04-21 | 69 | 7700 | 7223.864 | 6707.3841 | 36.4455 | 15.7727 | 0 | 0 | 0 | 14.3182 | 900 | 38.6364 | 15.2864 | 33.2727 | 7700.25 | -476.136 | -992.6159 | 6.1836 | 12.8911
2026-04-21 | 70 | 7858 | 7296.6525 | 6795.9066 | 35.8148 | 16.7841 | 0 | 0 | 0 | 14.5227 | 900 | 38.6364 | 14.4739 | 32.8318 | 7857.58 | -561.3475 | -1062.0934 | 7.1436 | 13.5161
2026-04-21 | 71 | 7976 | 7362.1028 | 6851.842 | 35.1841 | 17.7955 | 0 | 0 | 0 | 14.7273 | 900 | 38.6364 | 13.6614 | 32.3909 | 7976.36 | -613.8972 | -1124.158 | 7.6968 | 14.0943
2026-04-21 | 72 | 8379 | 7657.3172 | 7132.618 | 34.5534 | 18.8068 | 0 | 0 | 0 | 14.9318 | 900 | 38.6364 | 12.8489 | 31.95 | 8379.33 | -721.6828 | -1246.382 | 8.613 | 14.8751
2026-04-21 | 73 | 8983 | 8442.0124 | 8025.3832 | 33.9227 | 19.8182 | 0 | 0 | 0 | 15.1364 | 795.8807 | 7.6818 | 12.0364 | 31.5091 | 8982.79 | -540.9876 | -957.6168 | 6.0223 | 10.6603
2026-04-21 | 74 | 9351 | 8865.9707 | 8486.4696 | 33.4227 | 20.3977 | 0 | 0 | 0 | 14.1023 | 795.8807 | 7.6818 | 12.0352 | 31.0125 | 9350.99 | -485.0293 | -864.5304 | 5.1869 | 9.2453
2026-04-21 | 75 | 9552 | 9064.7693 | 8702.2745 | 32.9227 | 20.9773 | 0 | 0 | 0 | 13.0682 | 795.8807 | 7.6818 | 12.0341 | 30.5159 | 9551.89 | -487.2307 | -849.7255 | 5.1008 | 8.8958
2026-04-21 | 76 | 9514 | 9040.5152 | 8702.2065 | 32.4227 | 21.5568 | 0 | 0 | 0 | 12.0341 | 795.8807 | 7.6818 | 12.033 | 30.0193 | 9514.23 | -473.4848 | -811.7935 | 4.9767 | 8.5326
2026-04-21 | 77 | 9858 | 9525.1142 | 9278.5378 | 31.9227 | 22.1364 | 0 | 0 | 0 | 11 | 0 | 0.011364 | 12.0318 | 29.5227 | 9858.04 | -332.8858 | -579.4622 | 3.3768 | 5.8781
2026-04-21 | 78 | 10164 | 9751.7153 | 9528.1515 | 31.6386 | 22.5 | 0 | 0 | 0 | 11.6477 | 0 | 0.011364 | 12.0057 | 29.2409 | 10164.37 | -412.2847 | -635.8485 | 4.0563 | 6.2559
2026-04-21 | 79 | 10228 | 9652.4598 | 9450.3011 | 31.3545 | 22.8636 | 0 | 0 | 0 | 12.2955 | 0 | 0.011364 | 11.9795 | 28.9591 | 10227.73 | -575.5402 | -777.6989 | 5.6271 | 7.6036
2026-04-21 | 80 | 10161 | 9501.2798 | 9273.9629 | 31.0705 | 23.2273 | 0 | 0 | 0 | 12.9432 | 0 | 0.011364 | 11.9534 | 28.6773 | 10160.7 | -659.7202 | -887.0371 | 6.4927 | 8.7298
2026-04-21 | 81 | 9967 | 9794.5774 | 8988.6334 | 30.7864 | 23.5909 | 0 | 0 | 0 | 13.5909 | 0 | 0 | 11.9273 | 28.3955 | 9967.25 | -172.4226 | -978.3666 | 1.7299 | 9.8161
2026-04-21 | 82 | 10004 | 9712.5141 | 8895.6545 | 30.4966 | 24.0455 | 0 | 0 | 0 | 14.4659 | 0 | 0 | 11.5943 | 28.1682 | 10004.15 | -291.4859 | -1108.3455 | 2.9137 | 11.079
2026-04-21 | 83 | 10013 | 9678.8152 | 8862.1805 | 30.2068 | 24.5 | 0 | 0 | 0 | 15.3409 | 0 | 0 | 11.2614 | 27.9409 | 10012.82 | -334.1848 | -1150.8195 | 3.3375 | 11.4933
2026-04-21 | 84 | 10049 | 9598.6699 | 8825.3848 | 29.917 | 24.9545 | 0 | 0 | 0 | 16.2159 | 0 | 0 | 10.9284 | 27.7136 | 9748.5 | -450.3301 | -1223.6152 | 4.4813 | 12.1765
2026-04-21 | 85 | 10045 | 9451.1879 | 8649.1139 | 29.6273 | 25.4091 | 0 | 0 | 0 | 17.0909 | 0 | 0 | 10.5955 | 27.4864 | 9595.41 | -593.8121 | -1395.8861 | 5.9115 | 13.8963
2026-04-21 | 86 | 9997 | 9698.9274 | 8545.5035 | 29.3261 | 25.9432 | 0 | 0 | 0 | 21.5341 | 0 | 0 | 10.3068 | 27.2273 | 9746.53 | -298.0726 | -1451.4965 | 2.9816 | 14.5193
2026-04-21 | 87 | 9959 | 9585.5649 | 8474.3141 | 29.025 | 26.4773 | 0 | 0 | 0 | 25.9773 | 0 | 0 | 10.0182 | 26.9682 | 9784.04 | -373.4351 | -1484.6859 | 3.7497 | 14.908
2026-04-21 | 88 | 10005 | 9680.9364 | 8323.1998 | 28.7239 | 27.0114 | 0 | 0 | 0 | 30.4205 | 0 | 0 | 9.7295 | 26.7091 | 9929.95 | -324.0636 | -1681.8002 | 3.239 | 16.8096
2026-04-21 | 89 | 10737 | 9799.9452 | 8516.8736 | 28.4227 | 27.5455 | 0 | 0 | 0 | 34.8636 | 0 | 0 | 9.4409 | 26.45 | 9886.85 | -937.0548 | -2220.1264 | 8.7273 | 20.6773
2026-04-21 | 90 | 11152 | 9803.7773 | 8686.7443 | 28.2364 | 27.9432 | 0 | 0 | 0 | 37.2273 | 0 | 0 | 9.4216 | 26.2864 | 9952.04 | -1348.2227 | -2465.2557 | 12.0895 | 22.106
2026-04-21 | 91 | 11319 | 9975.4015 | 8760.0187 | 28.05 | 28.3409 | 0 | 0 | 0 | 39.5909 | 0 | 0 | 9.4023 | 26.1227 | 10069.36 | -1343.5985 | -2558.9813 | 11.8703 | 22.6078
2026-04-21 | 92 | 11357 | 9988.8004 | 8833.9034 | 27.8636 | 28.7386 | 0 | 0 | 0 | 41.9545 | 0 | 0 | 9.383 | 25.9591 | 10107.03 | -1368.1996 | -2523.0966 | 12.0472 | 22.2162
2026-04-21 | 93 | 11215 | 10019.6605 | 8760.2943 | 27.6773 | 29.1364 | 0 | 0 | 0 | 44.3182 | 0 | 0 | 9.3636 | 25.7955 | 9939.54 | -1195.3395 | -2454.7057 | 10.6584 | 21.8877
2026-04-21 | 94 | 11170 | 10088.1932 | 8710.0363 | 27.4534 | 29.6818 | 0 | 0 | 0 | 43.4886 | 0 | 0 | 9.2466 | 25.6034 | 9944.82 | -1081.8068 | -2459.9637 | 9.6849 | 22.023
2026-04-21 | 95 | 11163 | 10049.8556 | 8666.7737 | 27.2295 | 30.2273 | 0 | 0 | 0 | 42.6591 | 0 | 0 | 9.1295 | 25.4114 | 10213.48 | -1113.1444 | -2496.2263 | 9.9717 | 22.3616
2026-04-21 | 96 | 11150 | 10009.6618 | 8502.4394 | 27.0057 | 30.7727 | 0 | 0 | 0 | 41.8295 | 0 | 0 | 9.0125 | 25.2193 | 10449.58 | -1140.3382 | -2647.5606 | 10.2272 | 23.7449
2026-04-22 | 1 | 11179 | 11105.8838 | 9849.8212 | 26.7818 | 31.3182 | 0 | 0 | 0 | 41 | 0 | 0 | 8.8955 | 25.0273 | 10328.52 | -73.1162 | -1329.1788 | 0.65405 | 11.89
2026-04-22 | 2 | 11079 | 11025.6792 | 9647.303 | 26.5341 | 31.8636 | 0 | 0 | 0 | 41.0455 | 0 | 0 | 8.6375 | 24.8295 | 10378.53 | -53.3208 | -1431.697 | 0.48128 | 12.9226
2026-04-22 | 3 | 10976 | 10848.2963 | 9317.1925 | 26.2864 | 32.4091 | 0 | 0 | 0 | 41.0909 | 0 | 0 | 8.3795 | 24.6318 | 10425.65 | -127.7037 | -1658.8075 | 1.1635 | 15.113
2026-04-22 | 4 | 10896 | 10825.6236 | 9273.53 | 26.0386 | 32.9545 | 0 | 0 | 0 | 41.1364 | 0 | 0 | 8.1216 | 24.4341 | 10445.53 | -70.3764 | -1622.47 | 0.64589 | 14.8905
2026-04-22 | 5 | 10732 | 10657.2712 | 9133.6979 | 25.7909 | 33.5 | 0 | 0 | 0 | 41.1818 | 0 | 0 | 7.8636 | 24.2364 | 10431.87 | -74.7288 | -1598.3021 | 0.69632 | 14.8929
2026-04-22 | 6 | 10593 | 10504.6435 | 9015.5068 | 25.5648 | 34.1364 | 0 | 0 | 0 | 47.0909 | 0 | 0 | 7.6375 | 24.0591 | 10518.35 | -88.3565 | -1577.4932 | 0.8341 | 14.8918
2026-04-22 | 7 | 10475 | 10444.8455 | 8946.0691 | 25.3386 | 34.7727 | 0 | 0 | 0 | 53 | 0 | 0 | 7.4114 | 23.8818 | 10449.79 | -30.1545 | -1528.9309 | 0.28787 | 14.596
2026-04-22 | 8 | 10372 | 10368.9922 | 8892.3692 | 25.1125 | 35.4091 | 0 | 0 | 0 | 58.9091 | 0 | 0 | 7.1852 | 23.7045 | 10397.02 | -3.0078 | -1479.6308 | 0.029 | 14.2656
2026-04-22 | 9 | 10274 | 10222.2416 | 8797.8854 | 24.8864 | 36.0455 | 0 | 0 | 0 | 64.8182 | 0 | 0 | 6.9591 | 23.5273 | 10298.56 | -51.7584 | -1476.1146 | 0.50378 | 14.3675
2026-04-22 | 10 | 10184 | 10099.8877 | 8722.5376 | 24.6852 | 36.7045 | 0 | 0 | 0 | 64.4318 | 0 | 0 | 7.0852 | 23.3284 | 10209.21 | -84.1123 | -1461.4624 | 0.82593 | 14.3506
2026-04-22 | 11 | 10092 | 10022.3061 | 8666.1635 | 24.4841 | 37.3636 | 0 | 0 | 0 | 64.0455 | 0 | 0 | 7.2114 | 23.1295 | 10116.76 | -69.6939 | -1425.8365 | 0.69059 | 14.1284
2026-04-22 | 12 | 9993 | 9938.569 | 8637.6158 | 24.283 | 38.0227 | 0 | 0 | 0 | 63.6591 | 0 | 0 | 7.3375 | 22.9307 | 10017.68 | -54.431 | -1355.3842 | 0.54469 | 13.5633
2026-04-22 | 13 | 9918 | 9811.8887 | 8586.2561 | 24.0818 | 38.6818 | 0 | 0 | 0 | 63.2727 | 0 | 0 | 7.4636 | 22.7318 | 9943.23 | -106.1113 | -1331.7439 | 1.0699 | 13.4275
2026-04-22 | 14 | 9840 | 9735.5607 | 8559.173 | 23.9284 | 39.1136 | 0 | 0 | 0 | 59.0795 | 0 | 0 | 7.6398 | 22.5682 | 9864.59 | -104.4393 | -1280.827 | 1.0614 | 13.0165
2026-04-22 | 15 | 9765 | 9678.7367 | 8481.4424 | 23.775 | 39.5455 | 0 | 0 | 0 | 54.8864 | 0 | 0 | 7.8159 | 22.4045 | 9789.54 | -86.2633 | -1283.5576 | 0.88339 | 13.1445
2026-04-22 | 16 | 9711 | 9676.1694 | 8445.8504 | 23.6216 | 39.9773 | 0 | 0 | 0 | 50.6932 | 0 | 0 | 7.992 | 22.2409 | 9735.87 | -34.8306 | -1265.1496 | 0.35867 | 13.028
2026-04-22 | 17 | 9679 | 9550.6694 | 8466.965 | 23.4682 | 40.4091 | 0 | 0 | 0 | 46.5 | 0 | 0 | 8.1682 | 22.0773 | 9703.73 | -128.3306 | -1212.035 | 1.3259 | 12.5223
2026-04-22 | 18 | 9720 | 9707.044 | 8311.1754 | 23.4091 | 41.1477 | 0 | 0 | 0 | 40.5114 | 0 | 0 | 8.2716 | 22.0636 | 9744.9 | -12.956 | -1408.8246 | 0.13329 | 14.4941
2026-04-22 | 19 | 9783 | 9772.4845 | 8287.9127 | 23.35 | 41.8864 | 0 | 0 | 0 | 34.5227 | 0 | 0 | 8.375 | 22.05 | 9808.18 | -10.5155 | -1495.0873 | 0.10749 | 15.2825
2026-04-22 | 20 | 9842 | 9738.3097 | 8299.1706 | 23.2909 | 42.625 | 0 | 0 | 0 | 28.5341 | 0 | 0 | 8.4784 | 22.0364 | 9866.98 | -103.6903 | -1542.8294 | 1.0535 | 15.676
2026-04-22 | 21 | 9545 | 9452.1255 | 8245.5348 | 23.2318 | 43.3636 | 0 | 0 | 0 | 22.5455 | 0 | 0 | 8.5818 | 22.0227 | 9694.64 | -92.8745 | -1299.4652 | 0.97302 | 13.6141
2026-04-22 | 22 | 9162 | 9088.2888 | 8312.8762 | 23.3284 | 43.3182 | 0 | 0 | 0 | 19.875 | 0 | 0 | 8.8875 | 22.092 | 9361.89 | -73.7112 | -849.1238 | 0.80453 | 9.2679
2026-04-22 | 23 | 9029 | 9009.0484 | 8298.3583 | 23.425 | 43.2727 | 0 | 0 | 0 | 17.2045 | 0 | 0 | 9.1932 | 22.1614 | 9179.42 | -19.9516 | -730.6417 | 0.22097 | 8.0922
2026-04-22 | 24 | 8883 | 8841.6465 | 8378.0978 | 23.5216 | 43.2273 | 0 | 0 | 0 | 14.5341 | 0 | 0 | 9.4989 | 22.2307 | 9232.86 | -41.3535 | -504.9022 | 0.46554 | 5.6839
2026-04-22 | 25 | 8728 | 8652.8642 | 8509.6859 | 23.6182 | 43.1818 | 0 | 0 | 0 | 11.8636 | 0 | 0.47727 | 9.8045 | 22.3 | 9178.24 | -75.1358 | -218.3141 | 0.86086 | 2.5013
2026-04-22 | 26 | 8673 | 8544.9173 | 8634.8054 | 24.267 | 41.8409 | 0 | 0 | 0 | 10 | 0 | 0.47727 | 9.9034 | 22.9568 | 9173.16 | -128.0827 | -38.1946 | 1.4768 | 0.44039
2026-04-22 | 27 | 8497 | 8442.4 | 8556.007 | 24.9159 | 40.5 | 0 | 0 | 0 | 8.1364 | 0 | 0.47727 | 10.0023 | 23.6136 | 8897.29 | -54.6 | 59.007 | 0.64258 | 0.69444
2026-04-22 | 28 | 8138 | 8022.043 | 8258.3488 | 25.5648 | 39.1591 | 0 | 0 | 0 | 6.2727 | 0 | 0.47727 | 10.1011 | 24.2705 | 8463.2 | -115.957 | 120.3488 | 1.4249 | 1.4789
2026-04-22 | 29 | 7535 | 7444.376 | 7480.6617 | 26.2136 | 37.8182 | 0 | 0 | 0 | 4.4091 | 834.8932 | 12.7273 | 10.2 | 24.9273 | 7585.16 | -90.624 | -54.3383 | 1.2027 | 0.72114
2026-04-22 | 30 | 7310 | 7234.1559 | 7183.8009 | 27.0909 | 36.2273 | 0 | 0 | 0 | 3.7273 | 834.8932 | 12.7273 | 9.767 | 25.8864 | 7359.86 | -75.8441 | -126.1991 | 1.0375 | 1.7264
2026-04-22 | 31 | 7099 | 6988.6529 | 6892.6477 | 27.9682 | 34.6364 | 0 | 0 | 0 | 3.0455 | 834.8932 | 12.7273 | 9.3341 | 26.8455 | 7374.17 | -110.3471 | -206.3523 | 1.5544 | 2.9068
2026-04-22 | 32 | 6937 | 6907.0234 | 6730.4078 | 28.8455 | 33.0455 | 0 | 0 | 0 | 2.3636 | 834.8932 | 12.7273 | 8.9011 | 27.8045 | 7236.79 | -29.9766 | -206.5922 | 0.43213 | 2.9781
2026-04-22 | 33 | 6497 | 6659.3211 | 6237.635 | 29.7227 | 31.4545 | 0 | 0 | 0 | 1.6818 | 900 | 48.8523 | 8.4682 | 28.7636 | 6796.98 | 162.3211 | -259.365 | 2.4984 | 3.9921
2026-04-22 | 34 | 6405 | 6521.9695 | 6185.6127 | 30.558 | 29.875 | 0 | 0 | 0 | 2.3068 | 900 | 48.8523 | 8.8409 | 29.5023 | 6504.5 | 116.9695 | -219.3873 | 1.8262 | 3.4253
2026-04-22 | 35 | 6472 | 6445.6068 | 6154.369 | 31.3932 | 28.2955 | 0 | 0 | 0 | 2.9318 | 900 | 48.8523 | 9.2136 | 30.2409 | 6471.76 | -26.3932 | -317.631 | 0.40781 | 4.9078
2026-04-22 | 36 | 6527 | 6495.6301 | 6261.4326 | 32.2284 | 26.7159 | 0 | 0 | 0 | 3.5568 | 900 | 48.8523 | 9.5864 | 30.9795 | 6526.54 | -31.3699 | -265.5674 | 0.48062 | 4.0688
2026-04-22 | 37 | 6575 | 6434.9161 | 6232.9831 | 33.0636 | 25.1364 | 0 | 0 | 0 | 4.1818 | 900 | 91.9205 | 9.9591 | 31.7182 | 6575.02 | -140.0839 | -342.0169 | 2.1306 | 5.2018
2026-04-22 | 38 | 6664 | 6447.3908 | 6250.8971 | 33.7091 | 23.8864 | 0 | 0 | 0 | 3.8864 | 900 | 91.9205 | 10.417 | 32.4659 | 6663.95 | -216.6092 | -413.1029 | 3.2504 | 6.199
2026-04-22 | 39 | 6732 | 6390.7364 | 6234.1751 | 34.3545 | 22.6364 | 0 | 0 | 0 | 3.5909 | 900 | 91.9205 | 10.875 | 33.2136 | 6731.65 | -341.2636 | -497.8249 | 5.0693 | 7.3949
2026-04-22 | 40 | 6710 | 6385.1364 | 6260.7359 | 35 | 21.3864 | 0 | 0 | 0 | 3.2955 | 900 | 91.9205 | 11.333 | 33.9614 | 6710.45 | -324.8636 | -449.2641 | 4.8415 | 6.6954
2026-04-22 | 41 | 6641 | 6406.8766 | 6160.5975 | 35.6455 | 20.1364 | 0 | 0 | 0 | 3 | 900 | 129.2841 | 11.7909 | 34.7091 | 6640.92 | -234.1234 | -480.4025 | 3.5254 | 7.2339
2026-04-22 | 42 | 6628 | 6387.8137 | 6033.443 | 36.1523 | 19.125 | 0 | 0 | 0 | 3.4773 | 900 | 129.2841 | 12.367 | 35.183 | 6627.99 | -240.1863 | -594.557 | 3.6238 | 8.9704
2026-04-22 | 43 | 6532 | 6317.9257 | 5958.1331 | 36.6591 | 18.1136 | 0 | 0 | 0 | 3.9545 | 900 | 129.2841 | 12.9432 | 35.6568 | 6531.95 | -214.0743 | -573.8669 | 3.2773 | 8.7855
2026-04-22 | 44 | 6546 | 6266.6845 | 5935.499 | 37.1659 | 17.1023 | 0 | 0 | 0 | 4.4318 | 900 | 129.2841 | 13.5193 | 36.1307 | 6546.14 | -279.3155 | -610.501 | 4.267 | 9.3263
2026-04-22 | 45 | 6568 | 6215.6953 | 5917.2498 | 37.6727 | 16.0909 | 0 | 0 | 0 | 4.9091 | 900 | 156.3977 | 14.0955 | 36.6045 | 6567.9 | -352.3047 | -650.7502 | 5.364 | 9.9079
2026-04-22 | 46 | 6635 | 6179.9594 | 5885.7198 | 37.9523 | 15.6818 | 0 | 0 | 0 | 5.125 | 900 | 156.3977 | 14.4182 | 36.8591 | 6635.44 | -455.0406 | -749.2802 | 6.8582 | 11.2928
2026-04-22 | 47 | 6641 | 6178.3108 | 5853.7065 | 38.2318 | 15.2727 | 0 | 0 | 0 | 5.3409 | 900 | 156.3977 | 14.7409 | 37.1136 | 6640.54 | -462.6892 | -787.2935 | 6.9672 | 11.855
2026-04-22 | 48 | 6650 | 6164.0988 | 5856.2698 | 38.5114 | 14.8636 | 0 | 0 | 0 | 5.5568 | 900 | 156.3977 | 15.0636 | 37.3682 | 6649.57 | -485.9012 | -793.7302 | 7.3068 | 11.9358
2026-04-22 | 49 | 6766 | 6338.0352 | 5921.4461 | 38.7909 | 14.4545 | 0 | 0 | 0 | 5.7727 | 900 | 169.7841 | 15.3864 | 37.6227 | 6765.74 | -427.9648 | -844.5539 | 6.3252 | 12.4823
2026-04-22 | 50 | 6814 | 6388.0587 | 5962.9875 | 38.958 | 14.1023 | 0 | 0 | 0 | 7.2614 | 900 | 169.7841 | 15.6273 | 37.6886 | 6814.41 | -425.9413 | -851.0125 | 6.251 | 12.4892
2026-04-22 | 51 | 6754 | 6360.7823 | 5946.0887 | 39.125 | 13.75 | 0 | 0 | 0 | 8.75 | 900 | 169.7841 | 15.8682 | 37.7545 | 6754.31 | -393.2177 | -807.9113 | 5.822 | 11.962
2026-04-22 | 52 | 6684 | 6085.6873 | 5878.114 | 39.292 | 13.3977 | 0 | 0 | 0 | 10.2386 | 900 | 169.7841 | 16.1091 | 37.8205 | 6683.67 | -598.3127 | -805.886 | 8.9514 | 12.0569
2026-04-22 | 53 | 6418 | 6061.7529 | 5531.734 | 39.4591 | 13.0455 | 0 | 0 | 0 | 11.7273 | 900 | 167.9091 | 16.35 | 37.8864 | 6418.24 | -356.2471 | -886.266 | 5.5507 | 13.8091
2026-04-22 | 54 | 6420 | 6179.894 | 5482.1937 | 39.5227 | 12.8977 | 0 | 0 | 0 | 12.2386 | 900 | 167.9091 | 16.383 | 37.8182 | 6419.88 | -240.106 | -937.8063 | 3.74 | 14.6076
2026-04-22 | 55 | 6652 | 6275.9119 | 5695.3061 | 39.5864 | 12.75 | 0 | 0 | 0 | 12.75 | 900 | 167.9091 | 16.4159 | 37.75 | 6651.73 | -376.0881 | -956.6939 | 5.6538 | 14.382
2026-04-22 | 56 | 6882 | 6432.9609 | 5853.5832 | 39.65 | 12.6023 | 0 | 0 | 0 | 13.2614 | 900 | 167.9091 | 16.4489 | 37.6818 | 6882.12 | -449.0391 | -1028.4168 | 6.5248 | 14.9436
2026-04-22 | 57 | 7039 | 6576.1793 | 6024.8298 | 39.7136 | 12.4545 | 0 | 0 | 0 | 13.7727 | 900 | 151.3409 | 16.4818 | 37.6136 | 7038.69 | -462.8207 | -1014.1702 | 6.5751 | 14.4079
2026-04-22 | 58 | 7230 | 6734.0742 | 6150.7977 | 39.6977 | 12.4205 | 0 | 0 | 0 | 13.5227 | 900 | 151.3409 | 16.3943 | 37.4148 | 7230.13 | -495.9258 | -1079.2023 | 6.8593 | 14.9267
2026-04-22 | 59 | 7390 | 6864.7884 | 6300.599 | 39.6818 | 12.3864 | 0 | 0 | 0 | 13.2727 | 900 | 151.3409 | 16.3068 | 37.2159 | 7389.5 | -525.2116 | -1089.401 | 7.1071 | 14.7416
2026-04-22 | 60 | 7534 | 6990.2634 | 6411.7264 | 39.6659 | 12.3523 | 0 | 0 | 0 | 13.0227 | 900 | 151.3409 | 16.2193 | 37.017 | 7533.9 | -543.7366 | -1122.2736 | 7.2171 | 14.8961
2026-04-22 | 61 | 7534 | 6977.969 | 6373.3465 | 39.65 | 12.3182 | 0 | 0 | 0 | 12.7727 | 900 | 120.7727 | 16.1318 | 36.8182 | 7533.59 | -556.031 | -1160.6535 | 7.3803 | 15.4055
2026-04-22 | 62 | 7662 | 7054.0048 | 6447.7277 | 39.5136 | 12.4205 | 0 | 0 | 0 | 12.6477 | 900 | 120.7727 | 16.0011 | 36.5295 | 7661.76 | -607.9952 | -1214.2723 | 7.9352 | 15.848
2026-04-22 | 63 | 7793 | 7129.9576 | 6512.8593 | 39.3773 | 12.5227 | 0 | 0 | 0 | 12.5227 | 900 | 120.7727 | 15.8705 | 36.2409 | 7792.56 | -663.0424 | -1280.1407 | 8.5082 | 16.4268
2026-04-22 | 64 | 7830 | 7206.8779 | 6605.9866 | 39.2409 | 12.625 | 0 | 0 | 0 | 12.3977 | 900 | 120.7727 | 15.7398 | 35.9523 | 7830.34 | -623.1221 | -1224.0134 | 7.9581 | 15.6324
2026-04-22 | 65 | 7870 | 7280.1264 | 6694.3895 | 39.1045 | 12.7273 | 0 | 0 | 0 | 12.2727 | 900 | 79.4318 | 15.6091 | 35.6636 | 7870.4 | -589.8736 | -1175.6105 | 7.4952 | 14.9379
2026-04-22 | 66 | 7848 | 7384.0829 | 6823.2845 | 38.7364 | 13.5227 | 0 | 0 | 0 | 10.1932 | 900 | 79.4318 | 15.0739 | 35.4909 | 7848.47 | -463.9171 | -1024.7155 | 5.9113 | 13.057
2026-04-22 | 67 | 7911 | 7466.6951 | 6927.9932 | 38.3682 | 14.3182 | 0 | 0 | 0 | 8.1136 | 900 | 79.4318 | 14.5386 | 35.3182 | 7910.55 | -444.3049 | -983.0068 | 5.6163 | 12.4258
2026-04-22 | 68 | 7996 | 7534.2114 | 6992.5462 | 38 | 15.1136 | 0 | 0 | 0 | 6.0341 | 900 | 79.4318 | 14.0034 | 35.1455 | 7996.36 | -461.7886 | -1003.4538 | 5.7752 | 12.5494
2026-04-22 | 69 | 8080 | 7683.8913 | 7174.8568 | 37.6318 | 15.9091 | 0 | 0 | 0 | 3.9545 | 900 | 38.3068 | 13.4682 | 34.9727 | 8079.97 | -396.1087 | -905.1432 | 4.9023 | 11.2023
2026-04-22 | 70 | 8110 | 7803.9695 | 7257.8521 | 36.95 | 16.8977 | 0 | 0 | 0 | 4.2386 | 900 | 38.3068 | 12.75 | 34.4591 | 8110.37 | -306.0305 | -852.1479 | 3.7735 | 10.5074
2026-04-22 | 71 | 8138 | 7905.8503 | 7315.0776 | 36.2682 | 17.8864 | 0 | 0 | 0 | 4.5227 | 900 | 38.3068 | 12.0318 | 33.9455 | 8188.19 | -232.1497 | -822.9224 | 2.8527 | 10.1121
2026-04-22 | 72 | 8447 | 7912.452 | 7640.1004 | 35.5864 | 18.875 | 0 | 0 | 0 | 4.8068 | 900 | 38.3068 | 11.3136 | 33.4318 | 8496.81 | -534.548 | -806.8996 | 6.3283 | 9.5525
2026-04-22 | 73 | 9156 | 8740.1433 | 8503.1141 | 34.9045 | 19.8636 | 0 | 0 | 0 | 5.0909 | 839.8841 | 8.0568 | 10.5955 | 32.9182 | 9155.7 | -415.8567 | -652.8859 | 4.5419 | 7.1307
2026-04-22 | 74 | 9601 | 9572.5575 | 9023.66 | 34.375 | 20.4091 | 0 | 0 | 0 | 3.8409 | 839.8841 | 8.0568 | 10.3307 | 32.4125 | 9600.96 | -28.4425 | -577.34 | 0.29624 | 6.0133
2026-04-22 | 75 | 9737 | 9823.8955 | 9290.6314 | 33.8455 | 20.9545 | 0 | 0 | 0 | 2.5909 | 839.8841 | 8.0568 | 10.0659 | 31.9068 | 9737.25 | 86.8955 | -446.3686 | 0.89243 | 4.5843
2026-04-22 | 76 | 9695 | 10389.708 | 9329.5807 | 33.3159 | 21.5 | 0 | 0 | 0 | 1.3409 | 839.8841 | 8.0568 | 9.8011 | 31.4011 | 9694.71 | 694.708 | -365.4193 | 7.1656 | 3.7692
2026-04-22 | 77 | 10057 | 10875.8189 | 9913.2974 | 32.7864 | 22.0455 | 0 | 0 | 0 | 0.090909 | 0 | 0.022727 | 9.5364 | 30.8955 | 10057.24 | 818.8189 | -143.7026 | 8.1418 | 1.4289
2026-04-22 | 78 | 10407 | 11113.5397 | 10135.1025 | 32.4352 | 22.5455 | 0 | 0 | 0 | 0.068182 | 0 | 0.022727 | 9.3614 | 30.5852 | 10407.1 | 706.5397 | -271.8975 | 6.7891 | 2.6126
2026-04-22 | 79 | 10480 | 11077.2179 | 10036.6141 | 32.0841 | 23.0455 | 0 | 0 | 0 | 0.045455 | 0 | 0.022727 | 9.1864 | 30.275 | 10480.46 | 597.2179 | -443.3859 | 5.6986 | 4.2308
2026-04-22 | 80 | 10416 | 10941.7489 | 9930.7062 | 31.733 | 23.5455 | 0 | 0 | 0 | 0.022727 | 0 | 0.022727 | 9.0114 | 29.9648 | 10416.25 | 525.7489 | -485.2938 | 5.0475 | 4.6591
2026-04-22 | 81 | 10245 | 10729.1633 | 9687.7064 | 31.3818 | 24.0455 | 0 | 0 | 0 | 0 | 0 | 0 | 8.8364 | 29.6545 | 10244.92 | 484.1633 | -557.2936 | 4.7258 | 5.4397
2026-04-22 | 82 | 10294 | 10675.3291 | 9621.8919 | 31.067 | 24.5227 | 0 | 0 | 0 | 0 | 0 | 0 | 8.7773 | 29.35 | 10293.67 | 381.3291 | -672.1081 | 3.7044 | 6.5291
2026-04-22 | 83 | 10328 | 10650.3778 | 9567.876 | 30.7523 | 25 | 0 | 0 | 0 | 0 | 0 | 0 | 8.7182 | 29.0455 | 10328.16 | 322.3778 | -760.124 | 3.1214 | 7.3598
2026-04-22 | 84 | 10403 | 10531.2233 | 9497.8172 | 30.4375 | 25.4773 | 0 | 0 | 0 | 0 | 0 | 0 | 8.6591 | 28.7409 | 10402.59 | 128.2233 | -905.1828 | 1.2326 | 8.7012
2026-04-22 | 85 | 10444 | 10424.0004 | 9409.7717 | 30.1227 | 25.9545 | 0 | 0 | 0 | 0 | 0 | 0 | 8.6 | 28.4364 | 10383.62 | -19.9996 | -1034.2283 | 0.19149 | 9.9026
2026-04-22 | 86 | 10466 | 10443.5499 | 9363.713 | 29.8307 | 26.5341 | 0 | 0 | 0 | 0 | 0 | 0 | 8.5 | 28.1807 | 10405.7 | -22.4501 | -1102.287 | 0.2145 | 10.5321
2026-04-22 | 87 | 10446 | 10404.6865 | 9299.5836 | 29.5386 | 27.1136 | 0 | 0 | 0 | 0 | 0 | 0 | 8.4 | 27.925 | 10386.12 | -41.3135 | -1146.4164 | 0.3955 | 10.9747
2026-04-22 | 88 | 10475 | 10776.3324 | 9229.2929 | 29.2466 | 27.6932 | 0 | 0 | 0 | 0 | 0 | 0 | 8.3 | 27.6693 | 10474.99 | 301.3324 | -1245.7071 | 2.8767 | 11.8922
2026-04-22 | 89 | 10585 | 10917.9597 | 9442.1779 | 28.9545 | 28.2727 | 0 | 0 | 0 | 0 | 0 | 0 | 8.2 | 27.4136 | 10485.4 | 332.9597 | -1142.8221 | 3.1456 | 10.7966
2026-04-22 | 90 | 10501 | 10956.3231 | 9480.5115 | 28.7648 | 28.6818 | 0 | 0 | 0 | 0 | 0 | 0 | 8.517 | 27.1784 | 10150.79 | 455.3231 | -1020.4885 | 4.336 | 9.718
2026-04-22 | 91 | 10469 | 10951.4247 | 9487.3425 | 28.575 | 29.0909 | 0 | 0 | 0 | 0 | 0 | 0 | 8.8341 | 26.9432 | 10118.52 | 482.4247 | -981.6575 | 4.6081 | 9.3768
2026-04-22 | 92 | 10391 | 11123.9491 | 9482.4455 | 28.3852 | 29.5 | 0 | 0 | 0 | 0 | 0 | 0 | 9.1511 | 26.708 | 10090.98 | 732.9491 | -908.5545 | 7.0537 | 8.7437
2026-04-22 | 93 | 10036 | 11154.9753 | 9477.784 | 28.1955 | 29.9091 | 0 | 0 | 0 | 0 | 0 | 0 | 9.4682 | 26.4727 | 9735.68 | 1118.9753 | -558.216 | 11.1496 | 5.5621
2026-04-22 | 94 | 10067 | 11046.1884 | 9394.8475 | 28.0807 | 30.0227 | 0 | 0 | 0 | 0 | 0 | 0 | 9.5273 | 26.3432 | 9866.65 | 979.1884 | -672.1525 | 9.7267 | 6.6768
2026-04-22 | 95 | 9989 | 11041.9707 | 9531.7654 | 27.9659 | 30.1364 | 0 | 0 | 0 | 0 | 0 | 0 | 9.5864 | 26.2136 | 9838.87 | 1052.9707 | -457.2346 | 10.5413 | 4.5774
2026-04-22 | 96 | 9850 | 11057.3915 | 9588 | 27.8511 | 30.25 | 0 | 0 | 0 | 0 | 0 | 0 | 9.6455 | 26.0841 | 9750.2 | 1207.3915 | -262 | 12.2578 | 2.6599
2026-04-23 | 1 | 9747 | 9654.2965 | 11064.42 | 27.7364 | 30.3636 | 0 | 0 | 0 | 0 | 0 | 0 | 9.7045 | 25.9545 | 9747.44 | -92.7035 | 1317.42 | 0.9511 | 13.5162
2026-04-23 | 2 | 9652 | 9604.7296 | 11023.01 | 27.5682 | 30.6136 | 0 | 0 | 0 | 0 | 0 | 0 | 9.508 | 25.808 | 9651.66 | -47.2704 | 1371.01 | 0.48975 | 14.2044
2026-04-23 | 3 | 9604 | 9593.6933 | 10822.1 | 27.4 | 30.8636 | 0 | 0 | 0 | 0 | 0 | 0 | 9.3114 | 25.6614 | 9604.26 | -10.3067 | 1218.1 | 0.10732 | 12.6833
2026-04-23 | 4 | 9636 | 9593.3562 | 10634.19 | 27.2318 | 31.1136 | 0 | 0 | 0 | 0 | 0 | 0 | 9.1148 | 25.5148 | 9636.11 | -42.6438 | 998.19 | 0.44255 | 10.359
2026-04-23 | 5 | 9544 | 9535.169 | 10489.74 | 27.0636 | 31.3636 | 0 | 0 | 0 | 0 | 0 | 0 | 8.9182 | 25.3682 | 9543.75 | -8.831 | 945.74 | 0.09253 | 9.9093
2026-04-23 | 6 | 9474 | 9442.0987 | 10329.63 | 26.9511 | 31.4432 | 0 | 0 | 0 | 0 | 0 | 0 | 8.9057 | 25.2432 | 9474.2 | -31.9013 | 855.63 | 0.33672 | 9.0313
2026-04-23 | 7 | 9355 | 9279.359 | 10261.49 | 26.8386 | 31.5227 | 0 | 0 | 0 | 0 | 0 | 0 | 8.8932 | 25.1182 | 9354.54 | -75.641 | 906.49 | 0.80856 | 9.6899
2026-04-23 | 8 | 9243 | 9111.8785 | 10185.15 | 26.7261 | 31.6023 | 0 | 0 | 0 | 0 | 0 | 0 | 8.8807 | 24.9932 | 9242.95 | -131.1215 | 942.15 | 1.4186 | 10.1931
2026-04-23 | 9 | 9240 | 9230.0934 | 10108.77 | 26.6136 | 31.6818 | 0 | 0 | 0 | 0 | 0 | 0 | 8.8682 | 24.8682 | 9240.44 | -9.9066 | 868.77 | 0.10721 | 9.4023
2026-04-23 | 10 | 9427 | 9282.1478 | 10009.82 | 26.4477 | 31.75 | 0 | 0 | 0 | 0 | 0 | 0 | 8.8011 | 24.6841 | 9426.51 | -144.8522 | 582.82 | 1.5366 | 6.1825
2026-04-23 | 11 | 9490 | 9486.416 | 9975.28 | 26.2818 | 31.8182 | 0 | 0 | 0 | 0 | 0 | 0 | 8.7341 | 24.5 | 9490.2 | -3.584 | 485.28 | 0.037766 | 5.1136
2026-04-23 | 12 | 9662 | 9556.6275 | 9835.98 | 26.1159 | 31.8864 | 0 | 0 | 0 | 0 | 0 | 0 | 8.667 | 24.3159 | 9662.29 | -105.3725 | 173.98 | 1.0906 | 1.8007
2026-04-23 | 13 | 9850 | 9790.4363 | 9706.7 | 25.95 | 31.9545 | 0 | 0 | 0 | 0 | 0 | 0 | 8.6 | 24.1318 | 9849.56 | -59.5637 | -143.3 | 0.60471 | 1.4548
2026-04-23 | 14 | 9842 | 9829.7561 | 9605.71 | 25.7523 | 32.1364 | 0 | 0 | 0 | 0 | 0 | 0 | 8.8386 | 23.875 | 9841.89 | -12.2439 | -236.29 | 0.1244 | 2.4008
2026-04-23 | 15 | 9812 | 9721.5015 | 9531.25 | 25.5545 | 32.3182 | 0 | 0 | 0 | 0 | 0 | 0 | 9.0773 | 23.6182 | 9811.79 | -90.4985 | -280.75 | 0.92232 | 2.8613
2026-04-23 | 16 | 9774 | 9645.3246 | 9457.18 | 25.3568 | 32.5 | 0 | 0 | 0 | 0 | 0 | 0 | 9.3159 | 23.3614 | 9773.74 | -128.6754 | -316.82 | 1.3165 | 3.2415
2026-04-23 | 17 | 9756 | 9715.0708 | 9345.51 | 25.1591 | 32.6818 | 0 | 0 | 0 | 0 | 0 | 0 | 9.5545 | 23.1045 | 9755.61 | -40.9292 | -410.49 | 0.41953 | 4.2076
2026-04-23 | 18 | 9763 | 9725.6217 | 9267.2 | 25.2318 | 32.8523 | 0 | 0 | 0 | 0 | 0 | 0 | 9.9398 | 23.1523 | 9762.86 | -37.3783 | -495.8 | 0.38286 | 5.0784
2026-04-23 | 19 | 9822 | 9789.1853 | 9326.71 | 25.3045 | 33.0227 | 0 | 0 | 0 | 0 | 0 | 0 | 10.325 | 23.2 | 9821.69 | -32.8147 | -495.29 | 0.33409 | 5.0427
2026-04-23 | 20 | 9884 | 9852.1408 | 9435.89 | 25.3773 | 33.1932 | 0 | 0 | 0 | 0 | 0 | 0 | 10.7102 | 23.2477 | 9884.36 | -31.8592 | -448.11 | 0.32233 | 4.5337
2026-04-23 | 21 | 9984 | 9932.5361 | 9338.7 | 25.45 | 33.3636 | 0 | 0 | 0 | 0 | 0 | 0 | 11.0955 | 23.2955 | 9984 | -51.4639 | -645.3 | 0.51546 | 6.4633
2026-04-23 | 22 | 10091 | 9959.285 | 9376.14 | 25.5761 | 33.0114 | 0 | 0 | 0 | 0.011364 | 0 | 0 | 11.2636 | 23.3841 | 10090.92 | -131.715 | -714.86 | 1.3053 | 7.0841
2026-04-23 | 23 | 10129 | 10043.5666 | 9465.7 | 25.7023 | 32.6591 | 0 | 0 | 0 | 0.022727 | 0 | 0 | 11.4318 | 23.4727 | 10129.2 | -85.4334 | -663.3 | 0.84345 | 6.5485
2026-04-23 | 24 | 10130 | 10092.6941 | 9529.08 | 25.8284 | 32.3068 | 0 | 0 | 0 | 0.034091 | 0 | 0 | 11.6 | 23.5614 | 10130.29 | -37.3059 | -600.92 | 0.36827 | 5.9321
2026-04-23 | 25 | 9889 | 9841.0531 | 9627.22 | 25.9545 | 31.9545 | 0 | 0 | 0 | 0.045455 | 0 | 0.60227 | 11.7682 | 23.65 | 9888.52 | -47.9469 | -261.78 | 0.48485 | 2.6472
2026-04-23 | 26 | 9762 | 9630.3091 | 9659.1 | 26.5091 | 31.0568 | 0 | 0 | 0 | 0.034091 | 0 | 0.60227 | 11.7739 | 24.2193 | 9761.56 | -131.6909 | -102.9 | 1.349 | 1.0541
2026-04-23 | 27 | 9508 | 9408.7901 | 9626.7 | 27.0636 | 30.1591 | 0 | 0 | 0 | 0.022727 | 0 | 0.60227 | 11.7795 | 24.7886 | 9507.57 | -99.2099 | 118.7 | 1.0434 | 1.2484
2026-04-23 | 28 | 9219 | 9117.2819 | 9238.85 | 27.6182 | 29.2614 | 0 | 0 | 0 | 0.011364 | 0 | 0.60227 | 11.7852 | 25.358 | 9218.76 | -101.7181 | 19.85 | 1.1034 | 0.21532
2026-04-23 | 29 | 8753 | 8681.8074 | 8452.22 | 28.1727 | 28.3636 | 0 | 0 | 0 | 0 | 900 | 13.8068 | 11.7909 | 25.9273 | 8753.24 | -71.1926 | -300.78 | 0.81335 | 3.4363
2026-04-23 | 30 | 8537 | 8425.2669 | 8174.4 | 28.9114 | 27.4318 | 0 | 0 | 0 | 0 | 900 | 13.8068 | 11.3852 | 26.7568 | 8536.95 | -111.7331 | -362.6 | 1.3088 | 4.2474
2026-04-23 | 31 | 8404 | 8263.4483 | 7959.09 | 29.65 | 26.5 | 0 | 0 | 0 | 0 | 900 | 13.8068 | 10.9795 | 27.5864 | 8503.52 | -140.5517 | -444.91 | 1.6724 | 5.294
2026-04-23 | 32 | 8248 | 8160.2308 | 7787.34 | 30.3886 | 25.5682 | 0 | 0 | 0 | 0 | 900 | 13.8068 | 10.5739 | 28.4159 | 8372.98 | -87.7692 | -460.66 | 1.0641 | 5.5851
2026-04-23 | 33 | 7759 | 7963.0552 | 7263.06 | 31.1273 | 24.6364 | 0 | 0 | 0 | 0 | 900 | 49 | 10.1682 | 29.2455 | 7859.18 | 204.0552 | -495.94 | 2.6299 | 6.3918
2026-04-23 | 34 | 7692 | 7858.0561 | 7158.06 | 31.8693 | 23.6818 | 0 | 0 | 0 | 0 | 900 | 49 | 10.3489 | 29.958 | 7742.2 | 166.0561 | -533.94 | 2.1588 | 6.9415
2026-04-23 | 35 | 7538 | 7761.7654 | 7161.77 | 32.6114 | 22.7273 | 0 | 0 | 0 | 0 | 900 | 49 | 10.5295 | 30.6705 | 7538.06 | 223.7654 | -376.23 | 2.9685 | 4.9911
2026-04-23 | 36 | 7513 | 7693.6045 | 7293.6 | 33.3534 | 21.7727 | 0 | 0 | 0 | 0 | 900 | 49 | 10.7102 | 31.383 | 7512.99 | 180.6045 | -219.4 | 2.4039 | 2.9203
2026-04-23 | 37 | 7386 | 7516.9871 | 7316.99 | 34.0955 | 20.8182 | 0 | 0 | 0 | 0 | 900 | 90.6705 | 10.8909 | 32.0955 | 7386.05 | 130.9871 | -69.01 | 1.7735 | 0.93434
2026-04-23 | 38 | 7424 | 7360.5909 | 7360.59 | 34.7375 | 19.9432 | 0 | 0 | 0 | 0 | 900 | 90.6705 | 11.0602 | 32.9205 | 7423.52 | -63.4091 | -63.41 | 0.85411 | 0.85412
2026-04-23 | 39 | 7476 | 7303.7563 | 7303.76 | 35.3795 | 19.0682 | 0 | 0 | 0 | 0 | 900 | 90.6705 | 11.2295 | 33.7455 | 7476 | -172.2437 | -172.24 | 2.304 | 2.3039
2026-04-23 | 40 | 7447 | 7301.0111 | 7301.01 | 36.0216 | 18.1932 | 0 | 0 | 0 | 0 | 900 | 90.6705 | 11.3989 | 34.5705 | 7447.19 | -145.9889 | -145.99 | 1.9604 | 1.9604
2026-04-23 | 41 | 7312 | 7197.1096 | 7197.11 | 36.6636 | 17.3182 | 0 | 0 | 0 | 0 | 900 | 127.9318 | 11.5682 | 35.3955 | 7312.36 | -114.8904 | -114.89 | 1.5713 | 1.5713
2026-04-23 | 42 | 7243 | 7124.4905 | 7124.49 | 37.0898 | 16.8068 | 0 | 0 | 0 | 0 | 900 | 127.9318 | 11.5443 | 35.9614 | 7242.94 | -118.5095 | -118.51 | 1.6362 | 1.6362
2026-04-23 | 43 | 7212 | 7102.0129 | 7102.01 | 37.5159 | 16.2955 | 0 | 0 | 0 | 0 | 900 | 127.9318 | 11.5205 | 36.5273 | 7211.89 | -109.9871 | -109.99 | 1.5251 | 1.5251
2026-04-23 | 44 | 7211 | 7049.1005 | 7049.1 | 37.942 | 15.7841 | 0 | 0 | 0 | 0 | 900 | 127.9318 | 11.4966 | 37.0932 | 7211.12 | -161.8995 | -161.9 | 2.2452 | 2.2452
2026-04-23 | 45 | 7265 | 6975.5869 | 6975.59 | 38.3682 | 15.2727 | 0 | 0 | 0 | 0 | 900 | 154.8068 | 11.4727 | 37.6591 | 7264.66 | -289.4131 | -289.41 | 3.9837 | 3.9836
2026-04-23 | 46 | 7377 | 6983.2447 | 6983.24 | 38.6648 | 15 | 0 | 0 | 0 | 0.011364 | 900 | 154.8068 | 11.342 | 38.0443 | 7376.81 | -393.7553 | -393.76 | 5.3376 | 5.3377
2026-04-23 | 47 | 7486 | 6980.6591 | 6980.66 | 38.9614 | 14.7273 | 0 | 0 | 0 | 0.022727 | 900 | 154.8068 | 11.2114 | 38.4295 | 7486.03 | -505.3409 | -505.34 | 6.7505 | 6.7505
2026-04-23 | 48 | 7469 | 6960.741 | 6960.74 | 39.258 | 14.4545 | 0 | 0 | 0 | 0.034091 | 900 | 154.8068 | 11.0807 | 38.8148 | 7469.27 | -508.259 | -508.26 | 6.8049 | 6.8049
2026-04-23 | 49 | 7546 | 7087.5827 | 7087.58 | 39.5545 | 14.1818 | 0 | 0 | 0 | 0.045455 | 900 | 168.1136 | 10.95 | 39.2 | 7545.63 | -458.4173 | -458.42 | 6.075 | 6.075
2026-04-23 | 50 | 7586 | 7145.808 | 7145.81 | 39.7023 | 13.9091 | 0 | 0 | 0 | 0.29545 | 900 | 168.1136 | 10.6125 | 39.3659 | 7585.62 | -440.192 | -440.19 | 5.8027 | 5.8027
2026-04-23 | 51 | 7582 | 7121.822 | 7121.82 | 39.85 | 13.6364 | 0 | 0 | 0 | 0.54545 | 900 | 168.1136 | 10.275 | 39.5318 | 7582.42 | -460.178 | -460.18 | 6.0693 | 6.0694
2026-04-23 | 52 | 7506 | 7010.0846 | 7010.08 | 39.9977 | 13.3636 | 0 | 0 | 0 | 0.79545 | 900 | 168.1136 | 9.9375 | 39.6977 | 7505.53 | -495.9154 | -495.92 | 6.6069 | 6.607
2026-04-23 | 53 | 7214 | 6675.4609 | 6675.46 | 40.1455 | 13.0909 | 0 | 0 | 0 | 1.0455 | 900 | 165.8182 | 9.6 | 39.8636 | 7214.22 | -538.5391 | -538.54 | 7.4652 | 7.4652
2026-04-23 | 54 | 7274 | 6643.4374 | 6643.44 | 40.1864 | 13 | 0 | 0 | 0 | 1.5227 | 900 | 165.8182 | 9.4648 | 39.7989 | 7273.56 | -630.5626 | -630.56 | 8.6687 | 8.6687
2026-04-23 | 55 | 7524 | 6868.7229 | 6868.72 | 40.2273 | 12.9091 | 0 | 0 | 0 | 2 | 900 | 165.8182 | 9.3295 | 39.7341 | 7523.73 | -655.2771 | -655.28 | 8.7092 | 8.7092
2026-04-23 | 56 | 7727 | 7016.0309 | 7016.03 | 40.2682 | 12.8182 | 0 | 0 | 0 | 2.4773 | 900 | 165.8182 | 9.1943 | 39.6693 | 7727.41 | -710.9691 | -710.97 | 9.2011 | 9.2011
2026-04-23 | 57 | 7905 | 7179.8221 | 7179.82 | 40.3091 | 12.7273 | 0 | 0 | 0 | 2.9545 | 900 | 148.5795 | 9.0591 | 39.6045 | 7904.63 | -725.1779 | -725.18 | 9.1737 | 9.1737
2026-04-23 | 58 | 8209 | 7254.8342 | 7402.83 | 40.2455 | 12.7273 | 0 | 0 | 0 | 3.2727 | 900 | 148.5795 | 9.2341 | 39.3011 | 8208.84 | -954.1658 | -806.17 | 11.6234 | 9.8206
2026-04-23 | 59 | 8370 | 7438.373 | 7586.37 | 40.1818 | 12.7273 | 0 | 0 | 0 | 3.5909 | 900 | 148.5795 | 9.4091 | 38.9977 | 8369.7 | -931.627 | -783.63 | 11.1305 | 9.3624
2026-04-23 | 60 | 8490 | 7549.719 | 7697.72 | 40.1182 | 12.7273 | 0 | 0 | 0 | 3.9091 | 900 | 148.5795 | 9.5841 | 38.6943 | 8489.81 | -940.281 | -792.28 | 11.0752 | 9.3319
2026-04-23 | 61 | 8541 | 7531.1741 | 7679.17 | 40.0545 | 12.7273 | 0 | 0 | 0 | 4.2273 | 900 | 118.1477 | 9.7591 | 38.3909 | 8541.19 | -1009.8259 | -861.83 | 11.8233 | 10.0905
2026-04-23 | 62 | 8604 | 7627.2617 | 7775.26 | 39.8977 | 12.8409 | 0 | 0 | 0 | 4.5 | 900 | 118.1477 | 10.0057 | 38.0125 | 8604.27 | -976.7383 | -828.74 | 11.3521 | 9.632
2026-04-23 | 63 | 8703 | 7755.2165 | 7903.22 | 39.7409 | 12.9545 | 0 | 0 | 0 | 4.7727 | 900 | 118.1477 | 10.2523 | 37.6341 | 8703.36 | -947.7835 | -799.78 | 10.8903 | 9.1897
2026-04-23 | 64 | 8633 | 7834.2679 | 7982.27 | 39.5841 | 13.0682 | 0 | 0 | 0 | 5.0455 | 900 | 118.1477 | 10.4989 | 37.2557 | 8633.18 | -798.7321 | -650.73 | 9.2521 | 7.5377
2026-04-23 | 65 | 8600 | 7920.3135 | 8068.31 | 39.4273 | 13.1818 | 0 | 0 | 0 | 5.3182 | 900 | 78.3295 | 10.7455 | 36.8773 | 8600 | -679.6865 | -531.69 | 7.9033 | 6.1824
2026-04-23 | 66 | 8622 | 7987.2073 | 8135.21 | 39.1034 | 13.875 | 0 | 0 | 0 | 5.6477 | 900 | 78.3295 | 10.6523 | 36.6716 | 8621.9 | -634.7927 | -486.79 | 7.3625 | 5.6459
2026-04-23 | 67 | 8634 | 8043.7685 | 8191.77 | 38.7795 | 14.5682 | 0 | 0 | 0 | 5.9773 | 900 | 78.3295 | 10.5591 | 36.4659 | 8633.56 | -590.2315 | -442.23 | 6.8361 | 5.122
2026-04-23 | 68 | 8686 | 8129.9331 | 8277.93 | 38.4557 | 15.2614 | 0 | 0 | 0 | 6.3068 | 900 | 78.3295 | 10.4659 | 36.2602 | 8685.75 | -556.0669 | -408.07 | 6.4019 | 4.698
2026-04-23 | 69 | 8754 | 8279.0954 | 8427.1 | 38.1318 | 15.9545 | 0 | 0 | 0 | 6.6364 | 900 | 37.1591 | 10.3727 | 36.0545 | 8754.16 | -474.9046 | -326.9 | 5.425 | 3.7343
2026-04-23 | 70 | 8821 | 8414.8677 | 8562.87 | 37.458 | 16.8523 | 0 | 0 | 0 | 6.5114 | 900 | 37.1591 | 9.8205 | 35.5102 | 8821.4 | -406.1323 | -258.13 | 4.6042 | 2.9263
2026-04-23 | 71 | 8841 | 8566.8889 | 8714.89 | 36.7841 | 17.75 | 0 | 0 | 0 | 6.3864 | 900 | 37.1591 | 9.2682 | 34.9659 | 8840.51 | -274.1111 | -126.11 | 3.1005 | 1.4264
2026-04-23 | 72 | 8862 | 8974.6528 | 9122.65 | 36.1102 | 18.6477 | 0 | 0 | 0 | 6.2614 | 900 | 37.1591 | 8.7159 | 34.4216 | 8912.08 | 112.6528 | 260.65 | 1.2712 | 2.9412
2026-04-23 | 73 | 9153 | 9774.3591 | 9922.36 | 35.4364 | 19.5455 | 0 | 0 | 0 | 6.1364 | 779.3253 | 7.7273 | 8.1636 | 33.8773 | 9303.42 | 621.3591 | 769.36 | 6.7886 | 8.4056
2026-04-23 | 74 | 9331 | 10115.3205 | 10263.32 | 34.85 | 20.2159 | 0 | 0 | 0 | 5.7273 | 779.3253 | 7.7273 | 8.0386 | 33.3034 | 9431.21 | 784.3205 | 932.32 | 8.4055 | 9.9916
2026-04-23 | 75 | 9436 | 10319.4099 | 10467.41 | 34.2636 | 20.8864 | 0 | 0 | 0 | 5.3182 | 779.3253 | 7.7273 | 7.9136 | 32.7295 | 9436.12 | 883.4099 | 1031.41 | 9.3621 | 10.9306
2026-04-23 | 76 | 9637 | 10318.6422 | 10466.64 | 33.6773 | 21.5568 | 0 | 0 | 0 | 4.9091 | 779.3253 | 7.7273 | 7.7886 | 32.1557 | 9637.4 | 681.6422 | 829.64 | 7.0732 | 8.6089
2026-04-23 | 77 | 10171 | 10392.6807 | 10990.68 | 33.0909 | 22.2273 | 0 | 0 | 0 | 4.5 | 0 | 0.022727 | 7.6636 | 31.5818 | 10170.79 | 221.6807 | 819.68 | 2.1795 | 8.059
2026-04-23 | 78 | 10402 | 10608.7955 | 11206.8 | 32.7943 | 22.7045 | 0 | 0 | 0 | 3.7386 | 0 | 0.022727 | 7.5477 | 31.3227 | 10402.17 | 206.7955 | 804.8 | 1.988 | 7.737
2026-04-23 | 79 | 10527 | 10551.2844 | 11149.28 | 32.4977 | 23.1818 | 0 | 0 | 0 | 2.9773 | 0 | 0.022727 | 7.4318 | 31.0636 | 10527.25 | 24.2844 | 622.28 | 0.23069 | 5.9113
2026-04-23 | 80 | 10545 | 10490.3449 | 11088.34 | 32.2011 | 23.6591 | 0 | 0 | 0 | 2.2159 | 0 | 0.022727 | 7.3159 | 30.8045 | 10545.05 | -54.6551 | 543.34 | 0.5183 | 5.1526
2026-04-23 | 81 | 10426 | 10245.4939 | 10843.49 | 31.9045 | 24.1364 | 0 | 0 | 0 | 1.4545 | 0 | 0 | 7.2 | 30.5455 | 10425.62 | -180.5061 | 417.49 | 1.7313 | 4.0043
2026-04-23 | 82 | 10493 | 10087.6454 | 10685.65 | 31.6114 | 24.6023 | 0 | 0 | 0 | 1.4318 | 0 | 0 | 7.2364 | 30.2477 | 10493.39 | -405.3546 | 192.65 | 3.8631 | 1.836
2026-04-23 | 83 | 10559 | 10097.1101 | 10695.11 | 31.3182 | 25.0682 | 0 | 0 | 0 | 1.4091 | 0 | 0 | 7.2727 | 29.95 | 10559 | -461.8899 | 136.11 | 4.3744 | 1.289
2026-04-23 | 84 | 10608 | 10001.3936 | 10599.39 | 31.025 | 25.5341 | 0 | 0 | 0 | 1.3864 | 0 | 0 | 7.3091 | 29.6523 | 10557.75 | -606.6064 | -8.61 | 5.7184 | 0.081165
2026-04-23 | 85 | 10640 | 9790.3308 | 10388.33 | 30.7318 | 26 | 0 | 0 | 0 | 1.3636 | 0 | 0 | 7.3455 | 29.3545 | 10414.7 | -849.6692 | -251.67 | 7.9856 | 2.3653
2026-04-23 | 86 | 10667 | 9787.426 | 10385.43 | 30.4591 | 26.4318 | 0 | 0 | 0 | 1.1364 | 0 | 0 | 7.3955 | 29.075 | 10292.49 | -879.574 | -281.57 | 8.2457 | 2.6396
2026-04-23 | 87 | 10653 | 9744.6866 | 10342.69 | 30.1864 | 26.8636 | 0 | 0 | 0 | 0.90909 | 0 | 0 | 7.4455 | 28.7955 | 10452.79 | -908.3134 | -310.31 | 8.5264 | 2.9129
2026-04-23 | 88 | 10638 | 9847.3232 | 10895.32 | 29.9136 | 27.2955 | 0 | 0 | 0 | 0.68182 | 0 | 0 | 7.4955 | 28.5159 | 10438.03 | -790.6768 | 257.32 | 7.4326 | 2.4189
2026-04-23 | 89 | 10619 | 10162.9457 | 11210.95 | 29.6409 | 27.7273 | 0 | 0 | 0 | 0.45455 | 0 | 0 | 7.5455 | 28.2364 | 10518.94 | -456.0543 | 591.95 | 4.2947 | 5.5744
2026-04-23 | 90 | 10613 | 10259.7331 | 11307.73 | 29.4352 | 28.4886 | 0 | 0 | 0 | 0.34091 | 0 | 0 | 7.3591 | 28.1148 | 10512.72 | -353.2669 | 694.73 | 3.3286 | 6.546
2026-04-23 | 91 | 10622 | 10185.1406 | 11233.14 | 29.2295 | 29.25 | 0 | 0 | 0 | 0.22727 | 0 | 0 | 7.1727 | 27.9932 | 10371.96 | -436.8594 | 611.14 | 4.1128 | 5.7535
2026-04-23 | 92 | 10645 | 10214.3722 | 11262.37 | 29.0239 | 30.0114 | 0 | 0 | 0 | 0.11364 | 0 | 0 | 6.9864 | 27.8716 | 10344.99 | -430.6278 | 617.37 | 4.0454 | 5.7996
2026-04-23 | 93 | 10579 | 10252.4337 | 11300.43 | 28.8182 | 30.7727 | 0 | 0 | 0 | 0 | 0 | 0 | 6.8 | 27.75 | 10178.54 | -326.5663 | 721.43 | 3.0869 | 6.8195
2026-04-23 | 94 | 10511 | 9962.7067 | 11010.71 | 28.6261 | 30.9886 | 0 | 0 | 0 | 0.13636 | 0 | 0 | 6.7886 | 27.5511 | 10160.58 | -548.2933 | 499.71 | 5.2164 | 4.7542
2026-04-23 | 95 | 10462 | 9890.9544 | 10938.95 | 28.4341 | 31.2045 | 0 | 0 | 0 | 0.27273 | 0 | 0 | 6.7773 | 27.3523 | 10111.99 | -571.0456 | 476.95 | 5.4583 | 4.5589
2026-04-23 | 96 | 10378 | 9967.5 | 11015.5 | 28.242 | 31.4205 | 0 | 0 | 0 | 0.40909 | 0 | 0 | 6.7659 | 27.1534 | 10378.41 | -410.5 | 637.5 | 3.9555 | 6.1428
2026-04-24 | 1 | 10178 | 10037.2591 | 9910.7066 | 28.05 | 31.6364 | 0 | 0 | 0 | 0.54545 | 0 | 0 | 6.7545 | 26.9545 | 10178.43 | -140.7409 | -267.2934 | 1.3828 | 2.6262
2026-04-24 | 2 | 10052 | 9961.7911 | 9831.185 | 27.8727 | 31.9091 | 0 | 0 | 0 | 0.70455 | 0 | 0 | 6.85 | 26.7523 | 10051.87 | -90.2089 | -220.815 | 0.89742 | 2.1967
2026-04-24 | 3 | 9948 | 9943.1639 | 9776.885 | 27.6955 | 32.1818 | 0 | 0 | 0 | 0.86364 | 0 | 0 | 6.9455 | 26.55 | 9947.68 | -4.8361 | -171.115 | 0.048614 | 1.7201
2026-04-24 | 4 | 9860 | 9755.6075 | 9617.8793 | 27.5182 | 32.4545 | 0 | 0 | 0 | 1.0227 | 0 | 0 | 7.0409 | 26.3477 | 9860.41 | -104.3925 | -242.1207 | 1.0587 | 2.4556
2026-04-24 | 5 | 9700 | 9690.5342 | 9642.7112 | 27.3409 | 32.7273 | 0 | 0 | 0 | 1.1818 | 0 | 0 | 7.1364 | 26.1455 | 9699.99 | -9.4658 | -57.2888 | 0.097586 | 0.59061
2026-04-24 | 6 | 9566 | 9434.0377 | 9586.4123 | 27.1716 | 33.1136 | 0 | 0 | 0 | 0.90909 | 0 | 0 | 7.1261 | 25.983 | 9565.62 | -131.9623 | 20.4123 | 1.3795 | 0.21338
2026-04-24 | 7 | 9489 | 9358.6256 | 9552.2167 | 27.0023 | 33.5 | 0 | 0 | 0 | 0.63636 | 0 | 0 | 7.1159 | 25.8205 | 9489.01 | -130.3744 | 63.2167 | 1.374 | 0.66621
2026-04-24 | 8 | 9385 | 9289.5094 | 9416.0472 | 26.833 | 33.8864 | 0 | 0 | 0 | 0.36364 | 0 | 0 | 7.1057 | 25.658 | 9384.94 | -95.4906 | 31.0472 | 1.0175 | 0.33082
2026-04-24 | 9 | 9318 | 9198.8208 | 9478.0168 | 26.6636 | 34.2727 | 0 | 0 | 0 | 0.090909 | 0 | 0 | 7.0955 | 25.4955 | 9318.09 | -119.1792 | 160.0168 | 1.279 | 1.7173
2026-04-24 | 10 | 9588 | 9552.6417 | 9446.1133 | 26.492 | 34.7841 | 0 | 0 | 0 | 0.090909 | 0 | 0 | 7.0841 | 25.3455 | 9588.44 | -35.3583 | -141.8867 | 0.36878 | 1.4798
2026-04-24 | 11 | 9698 | 9679.6495 | 9408.4989 | 26.3205 | 35.2955 | 0 | 0 | 0 | 0.090909 | 0 | 0 | 7.0727 | 25.1955 | 9697.79 | -18.3505 | -289.5011 | 0.18922 | 2.9852
2026-04-24 | 12 | 9861 | 9771.7577 | 9559.2593 | 26.1489 | 35.8068 | 0 | 0 | 0 | 0.090909 | 0 | 0 | 7.0614 | 25.0455 | 9860.65 | -89.2423 | -301.7407 | 0.905 | 3.0599
2026-04-24 | 13 | 10163 | 10114.6525 | 9611.3552 | 25.9773 | 36.3182 | 0 | 0 | 0 | 0.090909 | 0 | 0 | 7.05 | 24.8955 | 9962.95 | -48.3475 | -551.6448 | 0.47572 | 5.428
2026-04-24 | 14 | 10127 | 10079.7364 | 9689.3254 | 25.8273 | 36.6932 | 0 | 0 | 0 | 0.14773 | 0 | 0 | 7.1068 | 24.7352 | 9927.1 | -47.2636 | -437.6746 | 0.46671 | 4.3219
2026-04-24 | 15 | 10106 | 10085.4227 | 9760.8265 | 25.6773 | 37.0682 | 0 | 0 | 0 | 0.20455 | 0 | 0 | 7.1636 | 24.575 | 10106.44 | -20.5773 | -345.1735 | 0.20361 | 3.4155
2026-04-24 | 16 | 10073 | 10061.6195 | 9665.2778 | 25.5273 | 37.4432 | 0 | 0 | 0 | 0.26136 | 0 | 0 | 7.2205 | 24.4148 | 10073.37 | -11.3805 | -407.7222 | 0.11298 | 4.0477
2026-04-24 | 17 | 10046 | 9977.6874 | 9593.3536 | 25.3773 | 37.8182 | 0 | 0 | 0 | 0.31818 | 0 | 0 | 7.2773 | 24.2545 | 10046.28 | -68.3126 | -452.6464 | 0.68 | 4.5057
2026-04-24 | 18 | 10075 | 9954.9967 | 9674.9617 | 25.458 | 38.9545 | 0 | 0 | 0 | 1.9205 | 0 | 0 | 7.2705 | 24.4898 | 10074.91 | -120.0033 | -400.0383 | 1.1911 | 3.9706
2026-04-24 | 19 | 10096 | 10048.0093 | 9669.4083 | 25.5386 | 40.0909 | 0 | 0 | 0 | 3.5227 | 0 | 0 | 7.2636 | 24.725 | 10096.25 | -47.9907 | -426.5917 | 0.47534 | 4.2254
2026-04-24 | 20 | 10173 | 10120.719 | 9620.3694 | 25.6193 | 41.2273 | 0 | 0 | 0 | 5.125 | 0 | 0 | 7.2568 | 24.9602 | 10142.99 | -52.281 | -552.6306 | 0.51392 | 5.4323
2026-04-24 | 21 | 10272 | 10230.3554 | 9765.2124 | 25.7 | 42.3636 | 0 | 0 | 0 | 6.7273 | 0 | 0 | 7.25 | 25.1955 | 10072.04 | -41.6446 | -506.7876 | 0.40542 | 4.9337
2026-04-24 | 22 | 10388 | 10289.9215 | 9905.9566 | 25.7648 | 42.5568 | 0 | 0 | 0 | 8.4545 | 0 | 0 | 7.2898 | 25.2955 | 10162.7 | -98.0785 | -482.0434 | 0.94415 | 4.6404
2026-04-24 | 23 | 10447 | 10416.7698 | 10087.1508 | 25.8295 | 42.75 | 0 | 0 | 0 | 10.1818 | 0 | 0 | 7.3295 | 25.3955 | 10246.51 | -30.2302 | -359.8492 | 0.28937 | 3.4445
2026-04-24 | 24 | 10440 | 10418.6834 | 10099.331 | 25.8943 | 42.9432 | 0 | 0 | 0 | 11.9091 | 0 | 0 | 7.3693 | 25.4955 | 10290.46 | -21.3166 | -340.669 | 0.20418 | 3.2631
2026-04-24 | 25 | 10201 | 10175.6323 | 10122.6574 | 25.9591 | 43.1364 | 0 | 0 | 0 | 13.6364 | 0 | 0.60227 | 7.4091 | 25.5955 | 10026.4 | -25.3677 | -78.3426 | 0.24868 | 0.76799
2026-04-24 | 26 | 10022 | 9913.0133 | 10120.7344 | 26.5273 | 42.0909 | 0 | 0 | 0 | 11.1364 | 0 | 0.60227 | 7.5659 | 26.1864 | 9922.26 | -108.9867 | 98.7344 | 1.0875 | 0.98518
2026-04-24 | 27 | 9762 | 9716.1896 | 10180.2696 | 27.0955 | 41.0455 | 0 | 0 | 0 | 8.6364 | 0 | 0.60227 | 7.7227 | 26.7773 | 9761.74 | -45.8104 | 418.2696 | 0.46927 | 4.2847
2026-04-24 | 28 | 9598 | 9510.6249 | 10163.385 | 27.6636 | 40 | 0 | 0 | 0 | 6.1364 | 0 | 0.60227 | 7.8795 | 27.3682 | 9597.64 | -87.3751 | 565.385 | 0.91035 | 5.8907
2026-04-24 | 29 | 9098 | 9083.1403 | 9925.7901 | 28.2318 | 38.9545 | 0 | 0 | 0 | 3.6364 | 900 | 13.4545 | 8.0364 | 27.9591 | 9098.27 | -14.8597 | 827.7901 | 0.16333 | 9.0986
2026-04-24 | 30 | 8920 | 8841.146 | 9821.3284 | 29.0705 | 37.5341 | 0 | 0 | 0 | 3.0909 | 900 | 13.4545 | 7.7216 | 28.8841 | 8920.44 | -78.854 | 901.3284 | 0.88401 | 10.1046
2026-04-24 | 31 | 8724 | 8692.177 | 9200.5214 | 29.9091 | 36.1136 | 0 | 0 | 0 | 2.5455 | 900 | 13.4545 | 7.4068 | 29.8091 | 8723.51 | -31.823 | 476.5214 | 0.36477 | 5.4622
2026-04-24 | 32 | 8568 | 8544.8445 | 8998.0578 | 30.7477 | 34.6932 | 0 | 0 | 0 | 2 | 900 | 13.4545 | 7.092 | 30.7341 | 8567.73 | -23.1555 | 430.0578 | 0.27026 | 5.0193
2026-04-24 | 33 | 8069 | 8364.8218 | 8741.161 | 31.5864 | 33.2727 | 0 | 0 | 0 | 1.4545 | 900 | 47.875 | 6.7773 | 31.6591 | 8068.91 | 295.8218 | 672.161 | 3.6662 | 8.3302
2026-04-24 | 34 | 7999 | 8286.357 | 8458.569 | 32.358 | 31.9886 | 0 | 0 | 0 | 2.0114 | 900 | 47.875 | 7.1068 | 32.3909 | 8049.16 | 287.357 | 459.569 | 3.5924 | 5.7453
2026-04-24 | 35 | 8083 | 8288.6058 | 8233.0506 | 33.1295 | 30.7045 | 0 | 0 | 0 | 2.5682 | 900 | 47.875 | 7.4364 | 33.1227 | 8082.94 | 205.6058 | 150.0506 | 2.5437 | 1.8564
2026-04-24 | 36 | 8094 | 8300.3882 | 8034.6909 | 33.9011 | 29.4205 | 0 | 0 | 0 | 3.125 | 900 | 47.875 | 7.7659 | 33.8545 | 8094.33 | 206.3882 | -59.3091 | 2.5499 | 0.73275
2026-04-24 | 37 | 8017 | 8279.9576 | 7976.089 | 34.6727 | 28.1364 | 0 | 0 | 0 | 3.6818 | 900 | 88.7841 | 8.0955 | 34.5864 | 8017.43 | 262.9576 | -40.911 | 3.28 | 0.5103
2026-04-24 | 38 | 8086 | 8335.5135 | 7935.5961 | 35.3102 | 26.9432 | 0 | 0 | 0 | 4.1705 | 900 | 88.7841 | 8.1864 | 35.3795 | 7936.14 | 249.5135 | -150.4039 | 3.0857 | 1.8601
2026-04-24 | 39 | 8028 | 8340.1378 | 7895.6617 | 35.9477 | 25.75 | 0 | 0 | 0 | 4.6591 | 900 | 88.7841 | 8.2773 | 36.1727 | 7807.69 | 312.1378 | -132.3383 | 3.8881 | 1.6485
2026-04-24 | 40 | 8009 | 8332.0222 | 7812.9544 | 36.5852 | 24.5568 | 0 | 0 | 0 | 5.1477 | 900 | 88.7841 | 8.3682 | 36.9659 | 7889.27 | 323.0222 | -196.0456 | 4.0332 | 2.4478
2026-04-24 | 41 | 7951 | 8240.2964 | 7748.3618 | 37.2227 | 23.3636 | 0 | 0 | 0 | 5.6364 | 900 | 125.25 | 8.4591 | 37.7591 | 7950.83 | 289.2964 | -202.6382 | 3.6385 | 2.5486
2026-04-24 | 42 | 7784 | 8182.0526 | 7722.4926 | 37.7386 | 22.1932 | 0 | 0 | 0 | 9.3409 | 900 | 125.25 | 8.6545 | 38.3023 | 7783.66 | 398.0526 | -61.5074 | 5.1137 | 0.79018
2026-04-24 | 43 | 7721 | 8125.2255 | 7705.9412 | 38.2545 | 21.0227 | 0 | 0 | 0 | 13.0455 | 900 | 125.25 | 8.85 | 38.8455 | 7721.3 | 404.2255 | -15.0588 | 5.2354 | 0.19504
2026-04-24 | 44 | 7697 | 8136.8011 | 7693.6775 | 38.7705 | 19.8523 | 0 | 0 | 0 | 16.75 | 900 | 125.25 | 9.0455 | 39.3886 | 7696.78 | 439.8011 | -3.3225 | 5.7139 | 0.043167
2026-04-24 | 45 | 7713 | 8174.2384 | 7638.9522 | 39.2864 | 18.6818 | 0 | 0 | 0 | 20.4545 | 900 | 151.5455 | 9.2409 | 39.9318 | 7713.27 | 461.2384 | -74.0478 | 5.98 | 0.96004
2026-04-24 | 46 | 7889 | 8231.5592 | 7641.5797 | 39.5818 | 17.9432 | 0 | 0 | 0 | 23.1364 | 900 | 151.5455 | 9.5864 | 40.0875 | 7889.17 | 342.5592 | -247.4203 | 4.3422 | 3.1363
2026-04-24 | 47 | 8023 | 8286.0396 | 7669.8228 | 39.8773 | 17.2045 | 0 | 0 | 0 | 25.8182 | 900 | 151.5455 | 9.9318 | 40.2432 | 8023.08 | 263.0396 | -353.1772 | 3.2786 | 4.4021
2026-04-24 | 48 | 8102 | 8291.7841 | 7702.3417 | 40.1727 | 16.4659 | 0 | 0 | 0 | 28.5 | 900 | 151.5455 | 10.2773 | 40.3989 | 8102.11 | 189.7841 | -399.6583 | 2.3424 | 4.9328
2026-04-24 | 49 | 8212 | 8397.988 | 7790.5717 | 40.4682 | 15.7273 | 0 | 0 | 0 | 31.1818 | 900 | 155.3523 | 10.6227 | 40.5545 | 8211.58 | 185.988 | -421.4283 | 2.2648 | 5.1319
2026-04-24 | 50 | 8265 | 8442.9154 | 7815.6377 | 40.5716 | 15.3864 | 0 | 0 | 0 | 35.9886 | 900 | 155.3523 | 10.9284 | 40.4739 | 8264.85 | 177.9154 | -449.3623 | 2.1526 | 5.4369
2026-04-24 | 51 | 8322 | 8413.8435 | 7792.3571 | 40.675 | 15.0455 | 0 | 0 | 0 | 40.7955 | 900 | 155.3523 | 11.2341 | 40.3932 | 8321.52 | 91.8435 | -529.6429 | 1.1036 | 6.3644
2026-04-24 | 52 | 8264 | 8345.3307 | 7743.1815 | 40.7784 | 14.7045 | 0 | 0 | 0 | 45.6023 | 900 | 155.3523 | 11.5398 | 40.3125 | 8213.65 | 81.3307 | -520.8185 | 0.98416 | 6.3023
2026-04-24 | 53 | 7978 | 8039.6099 | 7479.1646 | 40.8818 | 14.3636 | 0 | 0 | 0 | 50.4091 | 900 | 139.5341 | 11.8455 | 40.2318 | 7877.61 | 61.6099 | -498.8354 | 0.77225 | 6.2526
2026-04-24 | 54 | 8074 | 8007.7843 | 7479.5825 | 40.892 | 14.1818 | 0 | 0 | 0 | 51.8977 | 900 | 139.5341 | 11.8511 | 40.05 | 7954.07 | -66.2157 | -594.4175 | 0.82011 | 7.3621
2026-04-24 | 55 | 8325 | 8021.897 | 7660.9619 | 40.9023 | 14 | 0 | 0 | 0 | 53.3864 | 900 | 139.5341 | 11.8568 | 39.8682 | 8284.85 | -303.103 | -664.0381 | 3.6409 | 7.9764
2026-04-24 | 56 | 8493 | 8225.5437 | 7811.6932 | 40.9125 | 13.8182 | 0 | 0 | 0 | 54.875 | 900 | 139.5341 | 11.8625 | 39.6864 | 8493.04 | -267.4563 | -681.3068 | 3.1491 | 8.022
2026-04-24 | 57 | 8503 | 8270.1202 | 7807.3718 | 40.9227 | 13.6364 | 0 | 0 | 0 | 56.3636 | 900 | 112.4091 | 11.8682 | 39.5045 | 8503.34 | -232.8798 | -695.6282 | 2.7388 | 8.181
2026-04-24 | 58 | 8663 | 8312.5103 | 7956.0954 | 40.8545 | 13.6364 | 0 | 0 | 0 | 56.75 | 900 | 112.4091 | 11.9773 | 39.2318 | 8662.75 | -350.4897 | -706.9046 | 4.0458 | 8.16
2026-04-24 | 59 | 8924 | 8460.3909 | 8052.9827 | 40.7864 | 13.6364 | 0 | 0 | 0 | 57.1364 | 900 | 112.4091 | 12.0864 | 38.9591 | 8923.53 | -463.6091 | -871.0173 | 5.1951 | 9.7604
2026-04-24 | 60 | 9141 | 8422.7189 | 8120.0048 | 40.7182 | 13.6364 | 0 | 0 | 0 | 57.5227 | 900 | 112.4091 | 12.1955 | 38.6864 | 9141.4 | -718.2811 | -1020.9952 | 7.8578 | 11.1694
2026-04-24 | 61 | 9247 | 8447.4593 | 8142.3526 | 40.65 | 13.6364 | 0 | 0 | 0 | 57.9091 | 900 | 84.25 | 12.3045 | 38.4136 | 9246.54 | -799.5407 | -1104.6474 | 8.6465 | 11.946
2026-04-24 | 62 | 9339 | 8527.6287 | 8230.9103 | 40.5 | 13.8182 | 0 | 0 | 0 | 58.2841 | 900 | 84.25 | 12.5489 | 38.1795 | 9338.56 | -811.3713 | -1108.0897 | 8.688 | 11.8652
2026-04-24 | 63 | 9417 | 8622.6733 | 8337.5901 | 40.35 | 14 | 0 | 0 | 0 | 58.6591 | 900 | 84.25 | 12.7932 | 37.9455 | 9416.87 | -794.3267 | -1079.4099 | 8.435 | 11.4624
2026-04-24 | 64 | 9297 | 8627.4672 | 8435.8933 | 40.2 | 14.1818 | 0 | 0 | 0 | 59.0341 | 900 | 84.25 | 13.0375 | 37.7114 | 9297.49 | -669.5328 | -861.1067 | 7.2016 | 9.2622
2026-04-24 | 65 | 9233 | 8653.8588 | 8547.1778 | 40.05 | 14.3636 | 0 | 0 | 0 | 59.4091 | 900 | 59.5114 | 13.2818 | 37.4773 | 9233.04 | -579.1412 | -685.8222 | 6.2725 | 7.4279
2026-04-24 | 66 | 9259 | 8696.9345 | 8656.7075 | 39.775 | 14.8409 | 0 | 0 | 0 | 61.5 | 900 | 59.5114 | 12.9011 | 37.3182 | 9258.68 | -562.0655 | -602.2925 | 6.0705 | 6.5049
2026-04-24 | 67 | 9184 | 8760.5447 | 8773.9692 | 39.5 | 15.3182 | 0 | 0 | 0 | 63.5909 | 900 | 59.5114 | 12.5205 | 37.1591 | 9183.7 | -423.4553 | -410.0308 | 4.6108 | 4.4646
2026-04-24 | 68 | 9150 | 8730.7418 | 8897.5015 | 39.225 | 15.7955 | 0 | 0 | 0 | 65.6818 | 900 | 59.5114 | 12.1398 | 37 | 9150.06 | -419.2582 | -252.4985 | 4.5821 | 2.7595
2026-04-24 | 69 | 9144 | 8714.3134 | 9051.7201 | 38.95 | 16.2727 | 0 | 0 | 0 | 67.7727 | 873.15 | 27.2955 | 11.7591 | 36.8409 | 9143.5 | -429.6866 | -92.2799 | 4.6991 | 1.0092
2026-04-24 | 70 | 9202 | 8805.3464 | 9203.2896 | 38.3466 | 16.8977 | 0 | 0 | 0 | 63.2045 | 873.15 | 27.2955 | 11.2352 | 36.3318 | 9202.24 | -396.6536 | 1.2896 | 4.3105 | 0.014015
2026-04-24 | 71 | 9194 | 8968.3947 | 9305.4189 | 37.7432 | 17.5227 | 0 | 0 | 0 | 58.6364 | 873.15 | 27.2955 | 10.7114 | 35.8227 | 9194.42 | -225.6053 | 111.4189 | 2.4538 | 1.2119
2026-04-24 | 72 | 9138 | 9222.0181 | 9560.5133 | 37.1398 | 18.1477 | 0 | 0 | 0 | 54.0682 | 873.15 | 27.2955 | 10.1875 | 35.3136 | 9137.51 | 84.0181 | 422.5133 | 0.91944 | 4.6237
2026-04-24 | 73 | 9351 | 9565.8829 | 10027.4821 | 36.5364 | 18.7727 | 0 | 0 | 0 | 49.5 | 497.1695 | 6.0114 | 9.6636 | 34.8045 | 9350.92 | 214.8829 | 676.4821 | 2.298 | 7.2343
2026-04-24 | 74 | 9336 | 9903.6798 | 10265.7652 | 35.967 | 19.2727 | 0 | 0 | 0 | 40.8977 | 497.1695 | 6.0114 | 9.5557 | 34.2341 | 9335.78 | 567.6798 | 929.7652 | 6.0805 | 9.9589
2026-04-24 | 75 | 9403 | 10056.8854 | 10286.0635 | 35.3977 | 19.7727 | 0 | 0 | 0 | 32.2955 | 497.1695 | 6.0114 | 9.4477 | 33.6636 | 9402.77 | 653.8854 | 883.0635 | 6.954 | 9.3913
2026-04-24 | 76 | 9641 | 10102.2854 | 10244.7707 | 34.8284 | 20.2727 | 0 | 0 | 0 | 23.6932 | 497.1695 | 6.0114 | 9.3398 | 33.0932 | 9641.36 | 461.2854 | 603.7707 | 4.7846 | 6.2625
2026-04-24 | 77 | 10140 | 10519.9382 | 10721.7306 | 34.2591 | 20.7727 | 0 | 0 | 0 | 15.0909 | 0 | 0.022727 | 9.2318 | 32.5227 | 10140.06 | 379.9382 | 581.7306 | 3.7469 | 5.737
2026-04-24 | 78 | 10399 | 10817.8984 | 10827.4609 | 33.892 | 21.5682 | 0 | 0 | 0 | 13.2159 | 0 | 0.022727 | 9.1659 | 32.2114 | 10398.67 | 418.8984 | 428.4609 | 4.0283 | 4.1202
2026-04-24 | 79 | 10611 | 10906.5329 | 10699.4797 | 33.525 | 22.3636 | 0 | 0 | 0 | 11.3409 | 0 | 0.022727 | 9.1 | 31.9 | 10610.8 | 295.5329 | 88.4797 | 2.7852 | 0.83385
2026-04-24 | 80 | 10687 | 10870.1376 | 10478.6732 | 33.158 | 23.1591 | 0 | 0 | 0 | 9.4659 | 0 | 0.022727 | 9.0341 | 31.5886 | 10687.15 | 183.1376 | -208.3268 | 1.7136 | 1.9493
2026-04-24 | 81 | 10656 | 10710.163 | 10268.0352 | 32.7909 | 23.9545 | 0 | 0 | 0 | 7.5909 | 0 | 0 | 8.9682 | 31.2773 | 10655.88 | 54.163 | -387.9648 | 0.50829 | 3.6408
2026-04-24 | 82 | 10741 | 10763.4972 | 10123.5128 | 32.4352 | 24.4773 | 0 | 0 | 0 | 8.2045 | 0 | 0 | 8.9648 | 30.9307 | 10666.36 | 22.4972 | -617.4872 | 0.20945 | 5.7489
2026-04-24 | 83 | 10755 | 10801.9949 | 10038.4351 | 32.0795 | 25 | 0 | 0 | 0 | 8.8182 | 0 | 0 | 8.9614 | 30.5841 | 10469.85 | 46.9949 | -716.5649 | 0.43696 | 6.6626
2026-04-24 | 84 | 10802 | 10857.2171 | 10196.0736 | 31.7239 | 25.5227 | 0 | 0 | 0 | 9.4318 | 0 | 0 | 8.958 | 30.2375 | 10577.36 | 55.2171 | -605.9264 | 0.51118 | 5.6094
2026-04-24 | 85 | 10871 | 10881.7104 | 10072.7158 | 31.3682 | 26.0455 | 0 | 0 | 0 | 10.0455 | 0 | 0 | 8.9545 | 29.8909 | 10520.75 | 10.7104 | -798.2842 | 0.098523 | 7.3432
2026-04-24 | 86 | 10917 | 10883.6409 | 9991.3242 | 31.1705 | 26.1705 | 0 | 0 | 0 | 10.9659 | 0 | 0 | 8.9477 | 29.675 | 10466.52 | -33.3591 | -925.6758 | 0.30557 | 8.4792
2026-04-24 | 87 | 11019 | 10862.3462 | 9898.2007 | 30.9727 | 26.2955 | 0 | 0 | 0 | 11.8864 | 0 | 0 | 8.9409 | 29.4591 | 10569.14 | -156.6538 | -1120.7993 | 1.4217 | 10.1715
2026-04-24 | 88 | 11140 | 10886.5001 | 9833.7133 | 30.775 | 26.4205 | 0 | 0 | 0 | 12.8068 | 0 | 0 | 8.9341 | 29.2432 | 10340.09 | -253.4999 | -1306.2867 | 2.2756 | 11.7261
2026-04-24 | 89 | 11114 | 10816.5452 | 9876.7817 | 30.5773 | 26.5455 | 0 | 0 | 0 | 13.7273 | 0 | 0 | 8.9273 | 29.0273 | 10538.78 | -297.4548 | -1237.2183 | 2.6764 | 11.1321
2026-04-24 | 90 | 11110 | 10830.5221 | 9972.433 | 30.5148 | 26.9886 | 0 | 0 | 0 | 15.5341 | 0 | 0 | 9.2205 | 28.9716 | 10659.89 | -279.4779 | -1137.567 | 2.5156 | 10.2391
2026-04-24 | 91 | 11066 | 10784.4378 | 9956.7126 | 30.4523 | 27.4318 | 0 | 0 | 0 | 17.3409 | 0 | 0 | 9.5136 | 28.9159 | 10566.01 | -281.5622 | -1109.2874 | 2.5444 | 10.0243
2026-04-24 | 92 | 11018 | 10785.2783 | 9820.8843 | 30.3898 | 27.875 | 0 | 0 | 0 | 19.1477 | 0 | 0 | 9.8068 | 28.8602 | 10517.83 | -232.7217 | -1197.1157 | 2.1122 | 10.8651
2026-04-24 | 93 | 10983 | 10654.7392 | 9972.2957 | 30.3273 | 28.3182 | 0 | 0 | 0 | 20.9545 | 0 | 0 | 10.1 | 28.8045 | 10533.37 | -328.2608 | -1010.7043 | 2.9888 | 9.2024
2026-04-24 | 94 | 10897 | 10586.2542 | 9756.6031 | 30.1943 | 28.4886 | 0 | 0 | 0 | 24.8977 | 0 | 0 | 10.0977 | 28.6773 | 10347.29 | -310.7458 | -1140.3969 | 2.8517 | 10.4652
2026-04-24 | 95 | 10875 | 10551.0696 | 9834.5282 | 30.0614 | 28.6591 | 0 | 0 | 0 | 28.8409 | 0 | 0 | 10.0955 | 28.55 | 10274.66 | -323.9304 | -1040.4718 | 2.9787 | 9.5676
2026-04-24 | 96 | 10806 | 10482.387 | 9991.5271 | 29.9284 | 28.8295 | 0 | 0 | 0 | 32.7841 | 0 | 0 | 10.0932 | 28.4227 | 10406.31 | -323.613 | -814.4729 | 2.9948 | 7.5372
2026-04-25 | 1 | 10684 | 10527.6942 | 10407.2591 | 29.7955 | 29 | 0 | 0 | 0 | 36.7273 | 0 | 0 | 10.0909 | 28.2955 | 10208.66 | -156.3058 | -276.7409 | 1.463 | 2.5902
2026-04-25 | 2 | 10541 | 10431.1824 | 10256.8476 | 29.6523 | 29.25 | 0 | 0 | 0 | 39.0227 | 0 | 0 | 10.0057 | 28.1568 | 9940.52 | -109.8176 | -284.1524 | 1.0418 | 2.6957
2026-04-25 | 3 | 10441 | 10399.0436 | 10140.06 | 29.5091 | 29.5 | 0 | 0 | 0 | 41.3182 | 0 | 0 | 9.9205 | 28.0182 | 10000.67 | -41.9564 | -300.94 | 0.40184 | 2.8823
2026-04-25 | 4 | 10354 | 10298.9056 | 9950.6947 | 29.3659 | 29.75 | 0 | 0 | 0 | 43.6136 | 0 | 0 | 9.8352 | 27.8795 | 10263.95 | -55.0944 | -403.3053 | 0.53211 | 3.8952
2026-04-25 | 5 | 10128 | 10038.5026 | 9728.9304 | 29.2227 | 30 | 0 | 0 | 0 | 45.9091 | 0 | 0 | 9.75 | 27.7409 | 10127.67 | -89.4974 | -399.0696 | 0.88366 | 3.9403
2026-04-25 | 6 | 10027 | 9873.5336 | 9517.5679 | 29.0739 | 30.3295 | 0 | 0 | 0 | 47.2841 | 0 | 0 | 9.6602 | 27.617 | 10027.26 | -153.4664 | -509.4321 | 1.5305 | 5.0806
2026-04-25 | 7 | 9960 | 9839.3697 | 9315.1862 | 28.925 | 30.6591 | 0 | 0 | 0 | 48.6591 | 0 | 0 | 9.5705 | 27.4932 | 9959.73 | -120.6303 | -644.8138 | 1.2111 | 6.474
2026-04-25 | 8 | 9874 | 9845.23 | 9283.6082 | 28.7761 | 30.9886 | 0 | 0 | 0 | 50.0341 | 0 | 0 | 9.4807 | 27.3693 | 9834.2 | -28.77 | -590.3918 | 0.29137 | 5.9793
2026-04-25 | 9 | 9778 | 9631.4363 | 9189.2747 | 28.6273 | 31.3182 | 0 | 0 | 0 | 51.4091 | 0 | 0 | 9.3909 | 27.2455 | 9777.92 | -146.5637 | -588.7253 | 1.4989 | 6.0209
2026-04-25 | 10 | 10020 | 9969.7775 | 9543.4614 | 28.4716 | 31.625 | 0 | 0 | 0 | 46.2159 | 0 | 0 | 9.0727 | 27.1375 | 10020.31 | -50.2225 | -476.5386 | 0.50122 | 4.7559
2026-04-25 | 11 | 10134 | 10010.5496 | 9652.2417 | 28.3159 | 31.9318 | 0 | 0 | 0 | 41.0227 | 0 | 0 | 8.7545 | 27.0295 | 10133.87 | -123.4504 | -481.7583 | 1.2182 | 4.7539
2026-04-25 | 12 | 10285 | 10155.658 | 9765.4505 | 28.1602 | 32.2386 | 0 | 0 | 0 | 35.8295 | 0 | 0 | 8.4364 | 26.9216 | 10134.64 | -129.342 | -519.5495 | 1.2576 | 5.0515
2026-04-25 | 13 | 10567 | 10401.8207 | 10101.9743 | 28.0045 | 32.5455 | 0 | 0 | 0 | 30.6364 | 0 | 0 | 8.1182 | 26.8136 | 10116.92 | -165.1793 | -465.0257 | 1.5632 | 4.4007
2026-04-25 | 14 | 10583 | 10564.0786 | 10077.0803 | 27.8511 | 32.8295 | 0 | 0 | 0 | 31.9432 | 0 | 0 | 8.0091 | 26.6739 | 10132.95 | -18.9214 | -505.9197 | 0.17879 | 4.7805
2026-04-25 | 15 | 10561 | 10515.9322 | 10056.6569 | 27.6977 | 33.1136 | 0 | 0 | 0 | 33.25 | 0 | 0 | 7.9 | 26.5341 | 10160.96 | -45.0678 | -504.3431 | 0.42674 | 4.7755
2026-04-25 | 16 | 10515 | 10344.5301 | 10053.6266 | 27.5443 | 33.3977 | 0 | 0 | 0 | 34.5568 | 0 | 0 | 7.7909 | 26.3943 | 10115.35 | -170.4699 | -461.3734 | 1.6212 | 4.3878
2026-04-25 | 17 | 10500 | 10359.926 | 9969.3491 | 27.3909 | 33.6818 | 0 | 0 | 0 | 35.8636 | 0 | 0 | 7.6818 | 26.2545 | 10175.03 | -140.074 | -530.6509 | 1.334 | 5.0538
2026-04-25 | 18 | 10516 | 10436.2273 | 9933.1759 | 27.2227 | 35.6932 | 0 | 0 | 0 | 32.0568 | 0 | 0 | 7.9102 | 26.2568 | 10190.7 | -79.7727 | -582.8241 | 0.75858 | 5.5423
2026-04-25 | 19 | 10516 | 10434.9519 | 10046.771 | 27.0545 | 37.7045 | 0 | 0 | 0 | 28.25 | 0 | 0 | 8.1386 | 26.2591 | 10016.01 | -81.0481 | -469.229 | 0.77071 | 4.462
2026-04-25 | 20 | 10572 | 10527.0379 | 10096.8326 | 26.8864 | 39.7159 | 0 | 0 | 0 | 24.4432 | 0 | 0 | 8.367 | 26.2614 | 10122.2 | -44.9621 | -475.1674 | 0.42529 | 4.4946
2026-04-25 | 21 | 10664 | 10489.7045 | 10202.5899 | 26.7182 | 41.7273 | 0 | 0 | 0 | 20.6364 | 0 | 0 | 8.5955 | 26.2636 | 10214 | -174.2955 | -461.4101 | 1.6344 | 4.3268
2026-04-25 | 22 | 10747 | 10716.1803 | 10266.8947 | 26.8727 | 41.5909 | 0 | 0 | 0 | 20.0341 | 0 | 0 | 8.7636 | 26.4295 | 10196.79 | -30.8197 | -480.1053 | 0.28677 | 4.4673
2026-04-25 | 23 | 10748 | 10654.6604 | 10404.9621 | 27.0273 | 41.4545 | 0 | 0 | 0 | 19.4318 | 0 | 0 | 8.9318 | 26.5955 | 10272.81 | -93.3396 | -343.0379 | 0.86844 | 3.1916
2026-04-25 | 24 | 10731 | 10729.2683 | 10415.6489 | 27.1818 | 41.3182 | 0 | 0 | 0 | 18.8295 | 0 | 0 | 9.1 | 26.7614 | 10230.66 | -1.7317 | -315.3511 | 0.016137 | 2.9387
2026-04-25 | 25 | 10476 | 10367.4218 | 10165.6281 | 27.3364 | 41.1818 | 0 | 0 | 0 | 18.2273 | 0 | 0.59091 | 9.2682 | 26.9273 | 9825.62 | -108.5782 | -310.3719 | 1.0364 | 2.9627
2026-04-25 | 26 | 10292 | 10230.8256 | 9896.8323 | 27.8682 | 40.3523 | 0 | 0 | 0 | 15.5909 | 0 | 0.59091 | 9.2693 | 27.5159 | 9891.73 | -61.1744 | -395.1677 | 0.59439 | 3.8396
2026-04-25 | 27 | 9958 | 9889.3133 | 9690.4753 | 28.4 | 39.5227 | 0 | 0 | 0 | 12.9545 | 0 | 0.59091 | 9.2705 | 28.1045 | 9908.16 | -68.6867 | -267.5247 | 0.68976 | 2.6865
2026-04-25 | 28 | 9757 | 9631.5205 | 9481.8415 | 28.9318 | 38.6932 | 0 | 0 | 0 | 10.3182 | 0 | 0.59091 | 9.2716 | 28.6932 | 9757.12 | -125.4795 | -275.1585 | 1.286 | 2.8201
2026-04-25 | 29 | 9321 | 9212.8823 | 9073.0102 | 29.4636 | 37.8636 | 0 | 0 | 0 | 7.6818 | 853.701 | 12.9659 | 9.2727 | 29.2818 | 9321.32 | -108.1177 | -247.9898 | 1.1599 | 2.6605
2026-04-25 | 30 | 9111 | 9043.1246 | 8814.3805 | 30.2239 | 36.625 | 0 | 0 | 0 | 6.2386 | 853.701 | 12.9659 | 8.6591 | 30.1716 | 9110.57 | -67.8754 | -296.6195 | 0.74498 | 3.2556
2026-04-25 | 31 | 8912 | 8848.3912 | 8667.1625 | 30.9841 | 35.3864 | 0 | 0 | 0 | 4.7955 | 853.701 | 12.9659 | 8.0455 | 31.0614 | 8912.15 | -63.6088 | -244.8375 | 0.71374 | 2.7473
2026-04-25 | 32 | 8764 | 8718.6159 | 8534.5635 | 31.7443 | 34.1477 | 0 | 0 | 0 | 3.3523 | 853.701 | 12.9659 | 7.4318 | 31.9511 | 8763.96 | -45.3841 | -229.4365 | 0.51785 | 2.6179
2026-04-25 | 33 | 8284 | 8351.831 | 8363.5772 | 32.5045 | 32.9091 | 0 | 0 | 0 | 1.9091 | 900 | 46.9545 | 6.8182 | 32.8409 | 8383.76 | 67.831 | 79.5772 | 0.81882 | 0.96061
2026-04-25 | 34 | 8252 | 8491.357 | 8283.0489 | 33.3034 | 31.625 | 0 | 0 | 0 | 2.1591 | 900 | 46.9545 | 6.8807 | 33.6375 | 8301.85 | 239.357 | 31.0489 | 2.9006 | 0.37626
2026-04-25 | 35 | 8291 | 8433.6058 | 8279.4777 | 34.1023 | 30.3409 | 0 | 0 | 0 | 2.4091 | 900 | 46.9545 | 6.9432 | 34.4341 | 8291.25 | 142.6058 | -11.5223 | 1.72 | 0.13897
2026-04-25 | 36 | 8354 | 8445.3882 | 8298.5888 | 34.9011 | 29.0568 | 0 | 0 | 0 | 2.6591 | 900 | 46.9545 | 7.0057 | 35.2307 | 8354.11 | 91.3882 | -55.4112 | 1.0939 | 0.66329
2026-04-25 | 37 | 8204 | 8424.9576 | 8252.0806 | 35.7 | 27.7727 | 0 | 0 | 0 | 2.9091 | 900 | 87.6818 | 7.0682 | 36.0273 | 8203.87 | 220.9576 | 48.0806 | 2.6933 | 0.58606
2026-04-25 | 38 | 8220 | 8480.5135 | 8309.1997 | 36.3727 | 26.1932 | 0 | 0 | 0 | 3.8068 | 900 | 87.6818 | 7.6932 | 36.6773 | 8219.51 | 260.5135 | 89.1997 | 3.1693 | 1.0852
2026-04-25 | 39 | 8259 | 8485.1378 | 8311.7739 | 37.0455 | 24.6136 | 0 | 0 | 0 | 4.7045 | 900 | 87.6818 | 8.3182 | 37.3273 | 8258.9 | 226.1378 | 52.7739 | 2.7381 | 0.63899
2026-04-25 | 40 | 8301 | 8477.0222 | 8316.0979 | 37.7182 | 23.0341 | 0 | 0 | 0 | 5.6023 | 900 | 87.6818 | 8.9432 | 37.9773 | 8301.16 | 176.0222 | 15.0979 | 2.1205 | 0.18188
2026-04-25 | 41 | 8202 | 8385.2964 | 8215.2411 | 38.3909 | 21.4545 | 0 | 0 | 0 | 6.5 | 900 | 123.8864 | 9.5682 | 38.6273 | 8201.53 | 183.2964 | 13.2411 | 2.2348 | 0.16144
2026-04-25 | 42 | 7957 | 8327.0526 | 8169.8019 | 38.8352 | 20.2159 | 0 | 0 | 0 | 12.3977 | 900 | 123.8864 | 10.0557 | 38.983 | 7956.55 | 370.0526 | 212.8019 | 4.6507 | 2.6744
2026-04-25 | 43 | 7926 | 8270.2255 | 8113.0016 | 39.2795 | 18.9773 | 0 | 0 | 0 | 18.2955 | 900 | 123.8864 | 10.5432 | 39.3386 | 7925.95 | 344.2255 | 187.0016 | 4.343 | 2.3593
2026-04-25 | 44 | 7968 | 8281.8011 | 8115.1728 | 39.7239 | 17.7386 | 0 | 0 | 0 | 24.1932 | 900 | 123.8864 | 11.0307 | 39.6943 | 7967.5 | 313.8011 | 147.1728 | 3.9383 | 1.847
2026-04-25 | 45 | 7976 | 8319.2384 | 8172.4322 | 40.1682 | 16.5 | 0 | 0 | 0 | 30.0909 | 900 | 149.75 | 11.5182 | 40.05 | 7976.35 | 343.2384 | 196.4322 | 4.3034 | 2.4628
2026-04-25 | 46 | 8110 | 8376.5592 | 8202.2412 | 40.383 | 16.0455 | 0 | 0 | 0 | 34.1818 | 900 | 149.75 | 12.1159 | 40.0966 | 8110.47 | 266.5592 | 92.2412 | 3.2868 | 1.1374
2026-04-25 | 47 | 8255 | 8431.0396 | 8263.6361 | 40.5977 | 15.5909 | 0 | 0 | 0 | 38.2727 | 900 | 149.75 | 12.7136 | 40.1432 | 8254.85 | 176.0396 | 8.6361 | 2.1325 | 0.10462
2026-04-25 | 48 | 8362 | 8436.7841 | 8264.9655 | 40.8125 | 15.1364 | 0 | 0 | 0 | 42.3636 | 900 | 149.75 | 13.3114 | 40.1898 | 8362.34 | 74.7841 | -97.0345 | 0.89433 | 1.1604
2026-04-25 | 49 | 8608 | 8542.988 | 8396.0706 | 41.0273 | 14.6818 | 0 | 0 | 0 | 46.4545 | 900 | 144.9886 | 13.9091 | 40.2364 | 8608.31 | -65.012 | -211.9294 | 0.75525 | 2.462
2026-04-25 | 50 | 8725 | 8587.9154 | 8420.716 | 41.0102 | 14.5568 | 0 | 0 | 0 | 50.375 | 900 | 144.9886 | 14.8898 | 39.8943 | 8725.08 | -137.0846 | -304.284 | 1.5712 | 3.4875
2026-04-25 | 51 | 8837 | 8558.8435 | 8404.7995 | 40.9932 | 14.4318 | 0 | 0 | 0 | 54.2955 | 900 | 144.9886 | 15.8705 | 39.5523 | 8836.56 | -278.1565 | -432.2005 | 3.1476 | 4.8908
2026-04-25 | 52 | 8749 | 8490.3307 | 8342.0263 | 40.9761 | 14.3068 | 0 | 0 | 0 | 58.2159 | 900 | 144.9886 | 16.8511 | 39.2102 | 8748.62 | -258.6693 | -406.9737 | 2.9566 | 4.6517
2026-04-25 | 53 | 8475 | 8184.6099 | 8030.7962 | 40.9591 | 14.1818 | 0 | 0 | 0 | 62.1364 | 900 | 115.6705 | 17.8318 | 38.8682 | 8475.34 | -290.3901 | -444.2038 | 3.4264 | 5.2413
2026-04-25 | 54 | 8547 | 8152.7843 | 7987.915 | 40.8466 | 14.2955 | 0 | 0 | 0 | 64.4545 | 900 | 115.6705 | 18.242 | 38.5614 | 8546.95 | -394.2157 | -559.085 | 4.6123 | 6.5413
2026-04-25 | 55 | 8777 | 8166.897 | 7998.4512 | 40.7341 | 14.4091 | 0 | 0 | 0 | 66.7727 | 900 | 115.6705 | 18.6523 | 38.2545 | 8776.79 | -610.103 | -778.5488 | 6.9512 | 8.8703
2026-04-25 | 56 | 8930 | 8370.5437 | 8204.7279 | 40.6216 | 14.5227 | 0 | 0 | 0 | 69.0909 | 900 | 115.6705 | 19.0625 | 37.9477 | 8930.49 | -559.4563 | -725.2721 | 6.2649 | 8.1217
2026-04-25 | 57 | 9071 | 8415.1202 | 8240.2878 | 40.5091 | 14.6364 | 0 | 0 | 0 | 71.4091 | 860.945 | 84.1136 | 19.4727 | 37.6409 | 9071.23 | -655.8798 | -830.7122 | 7.2305 | 9.1579
2026-04-25 | 58 | 9140 | 8457.5103 | 8295.1083 | 40.3148 | 14.8523 | 0 | 0 | 0 | 72.8068 | 860.945 | 84.1136 | 19.8716 | 37.3136 | 9139.64 | -682.4897 | -844.8917 | 7.4671 | 9.2439
2026-04-25 | 59 | 9351 | 8605.3909 | 8435.0335 | 40.1205 | 15.0682 | 0 | 0 | 0 | 74.2045 | 860.945 | 84.1136 | 20.2705 | 36.9864 | 9350.91 | -745.6091 | -915.9665 | 7.9736 | 9.7954
2026-04-25 | 60 | 9657 | 8567.7189 | 8414.718 | 39.9261 | 15.2841 | 0 | 0 | 0 | 75.6023 | 860.945 | 84.1136 | 20.6693 | 36.6591 | 9657.45 | -1089.2811 | -1242.282 | 11.2797 | 12.8641
2026-04-25 | 61 | 9705 | 8592.4593 | 8445.554 | 39.7318 | 15.5 | 0 | 0 | 0 | 77 | 833.1665 | 61.125 | 21.0682 | 36.3318 | 9705.42 | -1112.5407 | -1259.446 | 11.4636 | 12.9773
2026-04-25 | 62 | 9752 | 8672.6287 | 8505.0826 | 39.5875 | 15.7614 | 0 | 0 | 0 | 77 | 833.1665 | 61.125 | 20.8375 | 36.2341 | 9752.27 | -1079.3713 | -1246.9174 | 11.0682 | 12.7863
2026-04-25 | 63 | 9816 | 8767.6733 | 8619.463 | 39.4432 | 16.0227 | 0 | 0 | 0 | 77 | 833.1665 | 61.125 | 20.6068 | 36.1364 | 9815.9 | -1048.3267 | -1196.537 | 10.6798 | 12.1897
2026-04-25 | 64 | 9791 | 8772.4672 | 8602.618 | 39.2989 | 16.2841 | 0 | 0 | 0 | 77 | 833.1665 | 61.125 | 20.3761 | 36.0386 | 9791.19 | -1018.5328 | -1188.382 | 10.4027 | 12.1375
2026-04-25 | 65 | 9673 | 8798.8588 | 8651.5562 | 39.1545 | 16.5455 | 0 | 0 | 0 | 77 | 900 | 49.5 | 20.1455 | 35.9409 | 9723.04 | -874.1412 | -1021.4438 | 9.0369 | 10.5597
2026-04-25 | 66 | 9677 | 8841.9345 | 8682.6666 | 39.0841 | 16.4886 | 0 | 0 | 0 | 76.5795 | 900 | 49.5 | 18.9409 | 36.0239 | 9726.65 | -835.0655 | -994.3334 | 8.6294 | 10.2752
2026-04-25 | 67 | 9489 | 8905.5447 | 8743.0985 | 39.0136 | 16.4318 | 0 | 0 | 0 | 76.1591 | 900 | 49.5 | 17.7364 | 36.1068 | 9489.46 | -583.4553 | -745.9015 | 6.1488 | 7.8607
2026-04-25 | 68 | 9393 | 8875.7418 | 8706.5239 | 38.9432 | 16.375 | 0 | 0 | 0 | 75.7386 | 900 | 49.5 | 16.5318 | 36.1898 | 9393.27 | -517.2582 | -686.4761 | 5.5068 | 7.3084
2026-04-25 | 69 | 9325 | 8859.3134 | 8695.1341 | 38.8727 | 16.3182 | 0 | 0 | 0 | 75.3182 | 874.2308 | 25.3636 | 15.3273 | 36.2727 | 9325.48 | -465.6866 | -629.8659 | 4.994 | 6.7546
2026-04-25 | 70 | 9293 | 8950.3464 | 8799.1739 | 38.3125 | 17.2386 | 0 | 0 | 0 | 71.5795 | 874.2308 | 25.3636 | 14.7386 | 35.8841 | 9292.6 | -342.6536 | -493.8261 | 3.6872 | 5.314
2026-04-25 | 71 | 9402 | 9113.3947 | 8954.7878 | 37.7523 | 18.1591 | 0 | 0 | 0 | 67.8409 | 874.2308 | 25.3636 | 14.15 | 35.4955 | 9401.82 | -288.6053 | -447.2122 | 3.0696 | 4.7566
2026-04-25 | 72 | 9574 | 9367.0181 | 9210.4452 | 37.192 | 19.0795 | 0 | 0 | 0 | 64.1023 | 874.2308 | 25.3636 | 13.5614 | 35.1068 | 9573.99 | -206.9819 | -363.5548 | 2.1619 | 3.7973
2026-04-25 | 73 | 9779 | 9710.8829 | 9549.8599 | 36.6318 | 20 | 0 | 0 | 0 | 60.3636 | 379.0032 | 5.1136 | 12.9727 | 34.7182 | 9778.64 | -68.1171 | -229.1401 | 0.69657 | 2.3432
2026-04-25 | 74 | 9654 | 10048.6798 | 9896.721 | 36.083 | 20.5568 | 0 | 0 | 0 | 61.7045 | 379.0032 | 5.1136 | 12.7443 | 34.1875 | 9653.53 | 394.6798 | 242.721 | 4.0883 | 2.5142
2026-04-25 | 75 | 9571 | 10201.8854 | 10053.6116 | 35.5341 | 21.1136 | 0 | 0 | 0 | 63.0455 | 379.0032 | 5.1136 | 12.5159 | 33.6568 | 9571.1 | 630.8854 | 482.6116 | 6.5916 | 5.0424
2026-04-25 | 76 | 9769 | 10247.2854 | 10077.4609 | 34.9852 | 21.6705 | 0 | 0 | 0 | 64.3864 | 379.0032 | 5.1136 | 12.2875 | 33.1261 | 9768.99 | 478.2854 | 308.4609 | 4.896 | 3.1575
2026-04-25 | 77 | 10176 | 10664.9382 | 10502.7412 | 34.4364 | 22.2273 | 0 | 0 | 0 | 65.7273 | 0 | 0 | 12.0591 | 32.5955 | 10176.43 | 488.9382 | 326.7412 | 4.8048 | 3.2109
2026-04-25 | 78 | 10449 | 10962.8984 | 10800.688 | 34.1386 | 22.6364 | 0 | 0 | 0 | 65.4773 | 0 | 0 | 11.8966 | 32.3216 | 10448.87 | 513.8984 | 351.688 | 4.9182 | 3.3658
2026-04-25 | 79 | 10646 | 11051.5329 | 10895.6962 | 33.8409 | 23.0455 | 0 | 0 | 0 | 65.2273 | 0 | 0 | 11.7341 | 32.0477 | 10645.63 | 405.5329 | 249.6962 | 3.8093 | 2.3454
2026-04-25 | 80 | 10767 | 11015.1376 | 10844.3171 | 33.5432 | 23.4545 | 0 | 0 | 0 | 64.9773 | 0 | 0 | 11.5716 | 31.7739 | 10766.8 | 248.1376 | 77.3171 | 2.3046 | 0.71809
2026-04-25 | 81 | 10736 | 10855.163 | 10691.6062 | 33.2455 | 23.8636 | 0 | 0 | 0 | 64.7273 | 0 | 0 | 11.4091 | 31.5 | 10735.87 | 119.163 | -44.3938 | 1.1099 | 0.4135
2026-04-25 | 82 | 10817 | 10908.4972 | 10744.3156 | 32.9534 | 24.3068 | 0 | 0 | 0 | 63.25 | 0 | 0 | 11.2273 | 31.2477 | 10816.98 | 91.4972 | -72.6844 | 0.84587 | 0.67195
2026-04-25 | 83 | 10838 | 10946.9949 | 10796.6775 | 32.6614 | 24.75 | 0 | 0 | 0 | 61.7727 | 0 | 0 | 11.0455 | 30.9955 | 10737.99 | 108.9949 | -41.3225 | 1.0057 | 0.38127
2026-04-25 | 84 | 10862 | 11002.2171 | 10833.8791 | 32.3693 | 25.1932 | 0 | 0 | 0 | 60.2955 | 0 | 0 | 10.8636 | 30.7432 | 10441.7 | 140.2171 | -28.1209 | 1.2909 | 0.25889
2026-04-25 | 85 | 10921 | 11026.7104 | 10855.1341 | 32.0773 | 25.6364 | 0 | 0 | 0 | 58.8182 | 0 | 0 | 10.6818 | 30.4909 | 10420.96 | 105.7104 | -65.8659 | 0.96796 | 0.60311
2026-04-25 | 86 | 10972 | 11028.6409 | 10879.3395 | 31.8318 | 26.0227 | 0 | 0 | 0 | 61.75 | 0 | 0 | 10.5614 | 30.2625 | 10602.33 | 56.6409 | -92.6605 | 0.51623 | 0.84452
2026-04-25 | 87 | 11075 | 11007.3462 | 10852.2419 | 31.5864 | 26.4091 | 0 | 0 | 0 | 64.6818 | 0 | 0 | 10.4409 | 30.0341 | 10705.15 | -67.6538 | -222.7581 | 0.61087 | 2.0114
2026-04-25 | 88 | 11208 | 11031.5001 | 10859.584 | 31.3409 | 26.7955 | 0 | 0 | 0 | 67.6136 | 0 | 0 | 10.3205 | 29.8057 | 10858.15 | -176.4999 | -348.416 | 1.5748 | 3.1086
2026-04-25 | 89 | 11173 | 10961.5452 | 10793.7943 | 31.0955 | 27.1818 | 0 | 0 | 0 | 70.5455 | 0 | 0 | 10.2 | 29.5773 | 10493.08 | -211.4548 | -379.2057 | 1.8926 | 3.3939
2026-04-25 | 90 | 11171 | 10975.5221 | 10824.2073 | 30.9864 | 27.7955 | 0 | 0 | 0 | 70.8636 | 0 | 0 | 9.9727 | 29.5705 | 10551.35 | -195.4779 | -346.7927 | 1.7499 | 3.1044
2026-04-25 | 91 | 11134 | 10929.4378 | 10773.3991 | 30.8773 | 28.4091 | 0 | 0 | 0 | 71.1818 | 0 | 0 | 9.7455 | 29.5636 | 10613.7 | -204.5622 | -360.6009 | 1.8373 | 3.2387
2026-04-25 | 92 | 10714 | 10930.2783 | 10775.7338 | 30.7682 | 29.0227 | 0 | 0 | 0 | 71.5 | 0 | 0 | 9.5182 | 29.5568 | 10223.65 | 216.2783 | 61.7338 | 2.0187 | 0.5762
2026-04-25 | 93 | 11370 | 10799.7392 | 10627.2103 | 30.6591 | 29.6364 | 0 | 0 | 0 | 71.8182 | 0 | 0 | 9.2909 | 29.55 | 10580.13 | -570.2608 | -742.7897 | 5.0155 | 6.5329
2026-04-25 | 94 | 10751 | 10731.2542 | 10559.7596 | 30.5375 | 29.8864 | 0 | 0 | 0 | 65.2727 | 0 | 0 | 9.1045 | 29.4705 | 10391.37 | -19.7458 | -191.2404 | 0.18366 | 1.7788
2026-04-25 | 95 | 10779 | 10696.0696 | 10544.6881 | 30.4159 | 30.1364 | 0 | 0 | 0 | 58.7273 | 0 | 0 | 8.9182 | 29.3909 | 10248.56 | -82.9304 | -234.3119 | 0.76937 | 2.1738
2026-04-25 | 96 | 11098 | 10627.387 | 10472.7089 | 30.2943 | 30.3864 | 0 | 0 | 0 | 52.1818 | 0 | 0 | 8.7318 | 29.3114 | 10497.77 | -470.613 | -625.2911 | 4.2405 | 5.6343
2026-04-26 | 1 | 10965 | 10898.706 | 10587.86 | 30.1727 | 30.6364 | 0 | 0 | 0 | 45.6364 | 0 | 0 | 8.5455 | 29.2318 | 10254.59 | -66.294 | -377.14 | 0.6046 | 3.4395
2026-04-26 | 2 | 10859 | 10813.3369 | 10385.2 | 29.9216 | 31.2159 | 0 | 0 | 0 | 39.0682 | 0 | 0 | 8.5239 | 28.9955 | 10509.13 | -45.6631 | -473.8 | 0.42051 | 4.3632
2026-04-26 | 3 | 10743 | 10683.2499 | 10209.29 | 29.6705 | 31.7955 | 0 | 0 | 0 | 32.5 | 0 | 0 | 8.5023 | 28.7591 | 10293.08 | -59.7501 | -533.71 | 0.55618 | 4.968
2026-04-26 | 4 | 10660 | 10537.0041 | 9992.41 | 29.4193 | 32.375 | 0 | 0 | 0 | 25.9318 | 0 | 0 | 8.4807 | 28.5227 | 10110.42 | -122.9959 | -667.59 | 1.1538 | 6.2626
2026-04-26 | 5 | 10541 | 10428.7558 | 9888.87 | 29.1682 | 32.9545 | 0 | 0 | 0 | 19.3636 | 0 | 0 | 8.4591 | 28.2864 | 10441.07 | -112.2442 | -652.13 | 1.0648 | 6.1866
2026-04-26 | 6 | 10356 | 10248.1395 | 9824.78 | 28.992 | 33.3636 | 0 | 0 | 0 | 14.5341 | 0 | 0 | 8.508 | 28.1125 | 10255.64 | -107.8605 | -531.22 | 1.0415 | 5.1296
2026-04-26 | 7 | 10280 | 10119.8163 | 9680.62 | 28.8159 | 33.7727 | 0 | 0 | 0 | 9.7045 | 0 | 0 | 8.5568 | 27.9386 | 10130.06 | -160.1837 | -599.38 | 1.5582 | 5.8305
2026-04-26 | 8 | 10204 | 10181.0848 | 9614.4 | 28.6398 | 34.1818 | 0 | 0 | 0 | 4.875 | 0 | 0 | 8.6057 | 27.7648 | 10054.29 | -22.9152 | -589.6 | 0.22457 | 5.7781
2026-04-26 | 9 | 10088 | 10069.7785 | 9516.7 | 28.4636 | 34.5909 | 0 | 0 | 0 | 0.045455 | 0 | 0 | 8.6545 | 27.5909 | 9968.19 | -18.2215 | -571.3 | 0.18063 | 5.6632
2026-04-26 | 10 | 10313 | 10169.4113 | 9488.02 | 28.2966 | 34.9545 | 0 | 0 | 0 | 0.056818 | 0 | 0 | 8.6523 | 27.4295 | 10072.56 | -143.5887 | -824.98 | 1.3923 | 7.9994
2026-04-26 | 11 | 10396 | 10298.3774 | 9272.35 | 28.1295 | 35.3182 | 0 | 0 | 0 | 0.068182 | 0 | 0 | 8.65 | 27.2682 | 10016.28 | -97.6226 | -1123.65 | 0.93904 | 10.8085
2026-04-26 | 12 | 10501 | 10357.5287 | 9195.06 | 27.9625 | 35.6818 | 0 | 0 | 0 | 0.079545 | 0 | 0 | 8.6477 | 27.1068 | 10020.87 | -143.4713 | -1305.94 | 1.3663 | 12.4363
2026-04-26 | 13 | 10794 | 10681.5994 | 9159.68 | 27.7955 | 36.0455 | 0 | 0 | 0 | 0.090909 | 0 | 0 | 8.6455 | 26.9455 | 10224.06 | -112.4006 | -1634.32 | 1.0413 | 15.141
2026-04-26 | 14 | 10813 | 10695.6071 | 9143.83 | 27.608 | 36.4886 | 0 | 0 | 0 | 0.068182 | 0 | 0 | 8.5614 | 26.7682 | 9962.77 | -117.3929 | -1669.17 | 1.0857 | 15.4367
2026-04-26 | 15 | 10798 | 10664.6469 | 9130.93 | 27.4205 | 36.9318 | 0 | 0 | 0 | 0.045455 | 0 | 0 | 8.4773 | 26.5909 | 9938.17 | -133.3531 | -1667.07 | 1.235 | 15.4387
2026-04-26 | 16 | 10761 | 10717.0909 | 9119.71 | 27.233 | 37.375 | 0 | 0 | 0 | 0.022727 | 0 | 0 | 8.3932 | 26.4136 | 10260.87 | -43.9091 | -1641.29 | 0.40804 | 15.2522
2026-04-26 | 17 | 10752 | 10706.6275 | 9078.47 | 27.0455 | 37.8182 | 0 | 0 | 0 | 0 | 0 | 0 | 8.3091 | 26.2364 | 10301.73 | -45.3725 | -1673.53 | 0.42199 | 15.5648
2026-04-26 | 18 | 10749 | 10610.1817 | 9116.82 | 27.0318 | 38.7955 | 0 | 0 | 0 | 0.35227 | 0 | 0 | 8.5625 | 26.308 | 10329.2 | -138.8183 | -1632.18 | 1.2915 | 15.1845
2026-04-26 | 19 | 10729 | 10626.0406 | 8936.53 | 27.0182 | 39.7727 | 0 | 0 | 0 | 0.70455 | 0 | 0 | 8.8159 | 26.3795 | 10428.58 | -102.9594 | -1792.47 | 0.95964 | 16.7068
2026-04-26 | 20 | 10789 | 10664.3387 | 9053.72 | 27.0045 | 40.75 | 0 | 0 | 0 | 1.0568 | 0 | 0 | 9.0693 | 26.4511 | 10339.02 | -124.6613 | -1735.28 | 1.1554 | 16.0838
2026-04-26 | 21 | 10866 | 10852.3724 | 8992.62 | 26.9909 | 41.7273 | 0 | 0 | 0 | 1.4091 | 0 | 0 | 9.3227 | 26.5227 | 10265.58 | -13.6276 | -1873.38 | 0.12541 | 17.2408
2026-04-26 | 22 | 10880 | 10716.8252 | 9037.17 | 27.0739 | 41.7955 | 0 | 0 | 0 | 1.2841 | 0 | 0 | 9.3114 | 26.6409 | 10280.24 | -163.1748 | -1842.83 | 1.4998 | 16.9378
2026-04-26 | 23 | 10879 | 10781.4325 | 9103.29 | 27.1568 | 41.8636 | 0 | 0 | 0 | 1.1591 | 0 | 0 | 9.3 | 26.7591 | 10129.41 | -97.5675 | -1775.71 | 0.89684 | 16.3224
2026-04-26 | 24 | 10759 | 10594.219 | 9089.09 | 27.2398 | 41.9318 | 0 | 0 | 0 | 1.0341 | 0 | 0 | 9.2886 | 26.8773 | 10259.2 | -164.781 | -1669.91 | 1.5316 | 15.5211
2026-04-26 | 25 | 10504 | 10437.4692 | 9070.89 | 27.3227 | 42 | 0 | 0 | 0 | 0.90909 | 0 | 0.63636 | 9.2773 | 26.9955 | 10053.65 | -66.5308 | -1433.11 | 0.63339 | 13.6435
2026-04-26 | 26 | 10317 | 10232.4454 | 9034.3 | 27.8727 | 41.0682 | 0 | 0 | 0 | 0.93182 | 0 | 0.63636 | 9.1205 | 27.6159 | 10067.23 | -84.5546 | -1282.7 | 0.81957 | 12.4329
2026-04-26 | 27 | 9788 | 9769.7277 | 8927.47 | 28.4227 | 40.1364 | 0 | 0 | 0 | 0.95455 | 0 | 0.63636 | 8.9636 | 28.2364 | 9787.65 | -18.2723 | -860.53 | 0.18668 | 8.7917
2026-04-26 | 28 | 9433 | 9269.7627 | 8632.39 | 28.9727 | 39.2045 | 0 | 0 | 0 | 0.97727 | 0 | 0.63636 | 8.8068 | 28.8568 | 9432.51 | -163.2373 | -800.61 | 1.7305 | 8.4873
2026-04-26 | 29 | 8879 | 8866.0084 | 7963.39 | 29.5227 | 38.2727 | 0 | 0 | 0 | 1 | 893.1485 | 13.3636 | 8.65 | 29.4773 | 9028.59 | -12.9916 | -915.61 | 0.14632 | 10.3121
2026-04-26 | 30 | 8664 | 8628.6312 | 7858.53 | 30.2875 | 36.9318 | 0 | 0 | 0 | 0.84091 | 893.1485 | 13.3636 | 8.3034 | 30.3273 | 8863.57 | -35.3688 | -805.47 | 0.40823 | 9.2967
2026-04-26 | 31 | 8456 | 8327.4126 | 7693.17 | 31.0523 | 35.5909 | 0 | 0 | 0 | 0.68182 | 893.1485 | 13.3636 | 7.9568 | 31.1773 | 8656.12 | -128.5874 | -762.83 | 1.5207 | 9.0212
2026-04-26 | 32 | 8266 | 8098.7961 | 7486.48 | 31.817 | 34.25 | 0 | 0 | 0 | 0.52273 | 893.1485 | 13.3636 | 7.6102 | 32.0273 | 8466.16 | -167.2039 | -779.52 | 2.0228 | 9.4304
2026-04-26 | 33 | 7918 | 7874.1131 | 6975.33 | 32.5818 | 32.9091 | 0 | 0 | 0 | 0.36364 | 900 | 47.0341 | 7.2636 | 32.8773 | 7917.64 | -43.8869 | -942.67 | 0.55427 | 11.9054
2026-04-26 | 34 | 7721 | 7871.49 | 6904.49 | 33.3307 | 31.5227 | 0 | 0 | 0 | 0.28409 | 900 | 47.0341 | 7.6818 | 33.5341 | 7720.57 | 150.49 | -816.51 | 1.9491 | 10.5752
2026-04-26 | 35 | 7571 | 7809.79 | 6842.79 | 34.0795 | 30.1364 | 0 | 0 | 0 | 0.20455 | 900 | 47.0341 | 8.1 | 34.1909 | 7571.11 | 238.79 | -728.21 | 3.154 | 9.6184
2026-04-26 | 36 | 7528 | 7870.42 | 6903.42 | 34.8284 | 28.75 | 0 | 0 | 0 | 0.125 | 900 | 47.0341 | 8.5182 | 34.8477 | 7528.2 | 342.42 | -624.58 | 4.5486 | 8.2968
2026-04-26 | 37 | 7317 | 7912.25 | 6945.25 | 35.5773 | 27.3636 | 0 | 0 | 0 | 0.045455 | 900 | 87.3068 | 8.9364 | 35.5045 | 7317.13 | 595.25 | -371.75 | 8.1352 | 5.0806
2026-04-26 | 38 | 7281 | 8037.49 | 7070.49 | 36.1307 | 26.0682 | 0 | 0 | 0 | 0.034091 | 900 | 87.3068 | 9.4966 | 36.0818 | 7280.64 | 756.49 | -210.51 | 10.3899 | 2.8912
2026-04-26 | 39 | 7206 | 8031.21 | 7064.21 | 36.6841 | 24.7727 | 0 | 0 | 0 | 0.022727 | 900 | 87.3068 | 10.0568 | 36.6591 | 7206.44 | 825.21 | -141.79 | 11.4517 | 1.9677
2026-04-26 | 40 | 7021 | 7977.27 | 7010.27 | 37.2375 | 23.4773 | 0 | 0 | 0 | 0.011364 | 900 | 87.3068 | 10.617 | 37.2364 | 7171.25 | 956.27 | -10.73 | 13.6201 | 0.15283
2026-04-26 | 41 | 7023 | 7942.14 | 6975.14 | 37.7909 | 22.1818 | 0 | 0 | 0 | 0 | 900 | 123.6023 | 11.1773 | 37.8136 | 7223.39 | 919.14 | -47.86 | 13.0876 | 0.68148
2026-04-26 | 42 | 6954 | 7953.49 | 6986.49 | 38.2795 | 21.0795 | 0 | 0 | 0 | 3.8182 | 900 | 123.6023 | 11.842 | 38.2239 | 7154.08 | 999.49 | 32.49 | 14.3729 | 0.46721
2026-04-26 | 43 | 7015 | 7894.74 | 6927.74 | 38.7682 | 19.9773 | 0 | 0 | 0 | 7.6364 | 900 | 123.6023 | 12.5068 | 38.6341 | 7090.12 | 879.74 | -87.26 | 12.5408 | 1.2439
2026-04-26 | 44 | 6939 | 7859.1 | 6892.1 | 39.2568 | 18.875 | 0 | 0 | 0 | 11.4545 | 900 | 123.6023 | 13.1716 | 39.0443 | 6938.77 | 920.1 | -46.9 | 13.2598 | 0.67589
2026-04-26 | 45 | 6828 | 7838.55 | 6871.55 | 39.7455 | 17.7727 | 0 | 0 | 0 | 15.2727 | 900 | 149.9205 | 13.8364 | 39.4545 | 6828.39 | 1010.55 | 43.55 | 14.8001 | 0.63781
2026-04-26 | 46 | 7005 | 7867.54 | 6900.54 | 39.9261 | 17.4659 | 0 | 0 | 0 | 15.6705 | 900 | 149.9205 | 14.2932 | 39.5102 | 7005.12 | 862.54 | -104.46 | 12.3132 | 1.4912
2026-04-26 | 47 | 7109 | 7864.77 | 6897.77 | 40.1068 | 17.1591 | 0 | 0 | 0 | 16.0682 | 900 | 149.9205 | 14.75 | 39.5659 | 7109.03 | 755.77 | -211.23 | 10.6312 | 2.9713
2026-04-26 | 48 | 7160 | 7813.9 | 6846.9 | 40.2875 | 16.8523 | 0 | 0 | 0 | 16.4659 | 900 | 149.9205 | 15.2068 | 39.6216 | 7160.19 | 653.9 | -313.1 | 9.1327 | 4.3729
2026-04-26 | 49 | 7596 | 7873.92 | 6906.92 | 40.4682 | 16.5455 | 0 | 0 | 0 | 16.8636 | 900 | 144.6591 | 15.6636 | 39.6773 | 7595.65 | 277.92 | -689.08 | 3.6588 | 9.0716
2026-04-26 | 50 | 7871 | 7883.31 | 6916.31 | 40.5898 | 16.2614 | 0 | 0 | 0 | 22.7386 | 900 | 144.6591 | 15.9182 | 39.7045 | 7870.74 | 12.31 | -954.69 | 0.1564 | 12.1292
2026-04-26 | 51 | 7948 | 8007.72 | 7040.72 | 40.7114 | 15.9773 | 0 | 0 | 0 | 28.6136 | 900 | 144.6591 | 16.1727 | 39.7318 | 7947.85 | 59.72 | -907.28 | 0.75138 | 11.4152
2026-04-26 | 52 | 7956 | 8035.53 | 7068.53 | 40.833 | 15.6932 | 0 | 0 | 0 | 34.4886 | 900 | 144.6591 | 16.4273 | 39.7591 | 7956.26 | 79.53 | -887.47 | 0.99962 | 11.1547
2026-04-26 | 53 | 7856 | 7680.59 | 6713.59 | 40.9545 | 15.4091 | 0 | 0 | 0 | 40.3636 | 900 | 142.4091 | 16.6818 | 39.7864 | 7855.82 | -175.41 | -1142.41 | 2.2328 | 14.5419
2026-04-26 | 54 | 7862 | 7666.2 | 6699.2 | 40.9114 | 15.1932 | 0 | 0 | 0 | 46.2386 | 900 | 142.4091 | 17.4727 | 39.4023 | 7712.49 | -195.8 | -1162.8 | 2.4905 | 14.7901
2026-04-26 | 55 | 7937 | 7882.56 | 6915.56 | 40.8682 | 14.9773 | 0 | 0 | 0 | 52.1136 | 900 | 142.4091 | 18.2636 | 39.0182 | 7787.39 | -54.44 | -1021.44 | 0.6859 | 12.8693
2026-04-26 | 56 | 8098 | 8083.55 | 7116.55 | 40.825 | 14.7614 | 0 | 0 | 0 | 57.9886 | 900 | 142.4091 | 19.0545 | 38.6341 | 8098.13 | -14.45 | -981.45 | 0.17844 | 12.1197
2026-04-26 | 57 | 8257 | 8250.53 | 7283.53 | 40.7818 | 14.5455 | 0 | 0 | 0 | 63.8636 | 899.6782 | 107.5682 | 19.8455 | 38.25 | 8257.42 | -6.47 | -973.47 | 0.078358 | 11.7896
2026-04-26 | 58 | 8354 | 8389.5 | 7422.5 | 40.6591 | 14.5114 | 0 | 0 | 0 | 65.4205 | 899.6782 | 107.5682 | 20.0034 | 37.9295 | 8353.68 | 35.5 | -931.5 | 0.42495 | 11.1503
2026-04-26 | 59 | 8414 | 8626.92 | 7559.92 | 40.5364 | 14.4773 | 0 | 0 | 0 | 66.9773 | 899.6782 | 107.5682 | 20.1614 | 37.6091 | 8414.41 | 212.92 | -854.08 | 2.5305 | 10.1507
2026-04-26 | 60 | 8581 | 8754.94 | 7587.94 | 40.4136 | 14.4432 | 0 | 0 | 0 | 68.5341 | 899.6782 | 107.5682 | 20.3193 | 37.2886 | 8581.37 | 173.94 | -993.06 | 2.027 | 11.5728
2026-04-26 | 61 | 8528 | 8888.86 | 7561.86 | 40.2909 | 14.4091 | 0 | 0 | 0 | 70.0909 | 815.4423 | 68.2727 | 20.4773 | 36.9682 | 8577.53 | 360.86 | -966.14 | 4.2315 | 11.329
2026-04-26 | 62 | 8592 | 8986.99 | 7719.99 | 40.1761 | 14.4091 | 0 | 0 | 0 | 70.7045 | 815.4423 | 68.2727 | 20.3364 | 36.808 | 8642.21 | 394.99 | -872.01 | 4.5972 | 10.1491
2026-04-26 | 63 | 8643 | 8993.2 | 7776.2 | 40.0614 | 14.4091 | 0 | 0 | 0 | 71.3182 | 815.4423 | 68.2727 | 20.1955 | 36.6477 | 8693.4 | 350.2 | -866.8 | 4.0518 | 10.0289
2026-04-26 | 64 | 8551 | 9059.37 | 7832.37 | 39.9466 | 14.4091 | 0 | 0 | 0 | 71.9318 | 815.4423 | 68.2727 | 20.0545 | 36.4875 | 8626.45 | 508.37 | -718.63 | 5.9452 | 8.404
2026-04-26 | 65 | 8495 | 8994.01 | 7857.01 | 39.8318 | 14.4091 | 0 | 0 | 0 | 72.5455 | 781.5066 | 47.1477 | 19.9136 | 36.3273 | 8569.84 | 499.01 | -637.99 | 5.8742 | 7.5102
2026-04-26 | 66 | 8436 | 8995.41 | 7928.41 | 39.6773 | 14.75 | 0 | 0 | 0 | 66.2955 | 781.5066 | 47.1477 | 18.6307 | 36.4114 | 8511.26 | 559.41 | -507.59 | 6.6312 | 6.017
2026-04-26 | 67 | 8240 | 8967.84 | 8000.84 | 39.5227 | 15.0909 | 0 | 0 | 0 | 60.0455 | 781.5066 | 47.1477 | 17.3477 | 36.4955 | 8314.91 | 727.84 | -239.16 | 8.833 | 2.9024
2026-04-26 | 68 | 8187 | 9059.63 | 8092.63 | 39.3682 | 15.4318 | 0 | 0 | 0 | 53.7955 | 781.5066 | 47.1477 | 16.0648 | 36.5795 | 8261.81 | 872.63 | -94.37 | 10.6587 | 1.1527
2026-04-26 | 69 | 8237 | 9208.95 | 8241.95 | 39.2136 | 15.7727 | 0 | 0 | 0 | 47.5455 | 867.0182 | 27.625 | 14.7818 | 36.6636 | 8312 | 971.95 | 4.95 | 11.7998 | 0.060095
2026-04-26 | 70 | 8274 | 9283.37 | 8316.37 | 38.6091 | 16.375 | 0 | 0 | 0 | 47.4318 | 867.0182 | 27.625 | 14.0807 | 36.1761 | 8349.35 | 1009.37 | 42.37 | 12.1993 | 0.51209
2026-04-26 | 71 | 8284 | 9341.05 | 8374.05 | 38.0045 | 16.9773 | 0 | 0 | 0 | 47.3182 | 867.0182 | 27.625 | 13.3795 | 35.6886 | 8358.94 | 1057.05 | 90.05 | 12.7601 | 1.087
2026-04-26 | 72 | 8284 | 9371.05 | 8679.95 | 37.4 | 17.5795 | 0 | 0 | 0 | 47.2045 | 867.0182 | 27.625 | 12.6784 | 35.2011 | 8359.33 | 1087.05 | 395.95 | 13.1223 | 4.7797
2026-04-26 | 73 | 8356 | 9448.27 | 9448.27 | 36.7955 | 18.1818 | 0 | 0 | 0 | 47.0909 | 624.5083 | 6.9545 | 11.9773 | 34.7136 | 8430.87 | 1092.27 | 1092.27 | 13.0717 | 13.0717
2026-04-26 | 74 | 8266 | 9595.06 | 9915.06 | 36.2182 | 18.7841 | 0 | 0 | 0 | 43.4091 | 624.5083 | 6.9545 | 11.6193 | 34.1795 | 8665.85 | 1329.06 | 1649.06 | 16.0786 | 19.9499
2026-04-26 | 75 | 8291 | 9765.62 | 10085.62 | 35.6409 | 19.3864 | 0 | 0 | 0 | 39.7273 | 624.5083 | 6.9545 | 11.2614 | 33.6455 | 8841.36 | 1474.62 | 1794.62 | 17.7858 | 21.6454
2026-04-26 | 76 | 8513 | 9795.24 | 10115.24 | 35.0636 | 19.9886 | 0 | 0 | 0 | 36.0455 | 624.5083 | 6.9545 | 10.9034 | 33.1114 | 9013.24 | 1282.24 | 1602.24 | 15.0621 | 18.8211
2026-04-26 | 77 | 8922 | 10151.49 | 10471.49 | 34.4864 | 20.5909 | 0 | 0 | 0 | 32.3636 | 0 | 0.022727 | 10.5455 | 32.5773 | 8971.92 | 1229.49 | 1549.49 | 13.7804 | 17.3671
2026-04-26 | 78 | 9226 | 10473.53 | 10793.53 | 34.1727 | 20.9545 | 0 | 0 | 0 | 27.5227 | 0 | 0.022727 | 10.5932 | 32.2545 | 9226.03 | 1247.53 | 1567.53 | 13.5219 | 16.9904
2026-04-26 | 79 | 9468 | 10513.41 | 10833.41 | 33.8591 | 21.3182 | 0 | 0 | 0 | 22.6818 | 0 | 0.022727 | 10.6409 | 31.9318 | 9468.2 | 1045.41 | 1365.41 | 11.0415 | 14.4213
2026-04-26 | 80 | 9636 | 10723.27 | 10723.27 | 33.5455 | 21.6818 | 0 | 0 | 0 | 17.8409 | 0 | 0.022727 | 10.6886 | 31.6091 | 9635.96 | 1087.27 | 1087.27 | 11.2834 | 11.2834
2026-04-26 | 81 | 9706 | 10993.04 | 10508.04 | 33.2318 | 22.0455 | 0 | 0 | 0 | 13 | 0 | 0 | 10.7364 | 31.2864 | 9705.81 | 1287.04 | 802.04 | 13.2603 | 8.2633
2026-04-26 | 82 | 9832 | 10997.85 | 10512.85 | 32.9534 | 22.4091 | 0 | 0 | 0 | 10.8977 | 0 | 0 | 10.7182 | 31.0114 | 9831.86 | 1165.85 | 680.85 | 11.8577 | 6.9248
2026-04-26 | 83 | 9943 | 10999.75 | 10514.75 | 32.675 | 22.7727 | 0 | 0 | 0 | 8.7955 | 0 | 0 | 10.7 | 30.7364 | 9943.23 | 1056.75 | 571.75 | 10.6281 | 5.7503
2026-04-26 | 84 | 10059 | 10999.77 | 10514.77 | 32.3966 | 23.1364 | 0 | 0 | 0 | 6.6932 | 0 | 0 | 10.6818 | 30.4614 | 10058.65 | 940.77 | 455.77 | 9.3525 | 4.531
2026-04-26 | 85 | 10223 | 10921.37 | 10436.37 | 32.1182 | 23.5 | 0 | 0 | 0 | 4.5909 | 0 | 0 | 10.6636 | 30.1864 | 10222.65 | 698.37 | 213.37 | 6.8314 | 2.0872
2026-04-26 | 86 | 10377 | 10938.04 | 10453.04 | 31.8659 | 23.8523 | 0 | 0 | 0 | 5.9886 | 0 | 0 | 10.6568 | 29.933 | 10376.94 | 561.04 | 76.04 | 5.4066 | 0.73277
2026-04-26 | 87 | 10472 | 10901.93 | 10416.93 | 31.6136 | 24.2045 | 0 | 0 | 0 | 7.3864 | 0 | 0 | 10.65 | 29.6795 | 10472.15 | 429.93 | -55.07 | 4.1055 | 0.52588
2026-04-26 | 88 | 10579 | 10835.08 | 10350.08 | 31.3614 | 24.5568 | 0 | 0 | 0 | 8.7841 | 0 | 0 | 10.6432 | 29.4261 | 10579.11 | 256.08 | -228.92 | 2.4206 | 2.1639
2026-04-26 | 89 | 10635 | 10961.2 | 10476.2 | 31.1091 | 24.9091 | 0 | 0 | 0 | 10.1818 | 0 | 0 | 10.6364 | 29.1727 | 10635.11 | 326.2 | -158.8 | 3.0672 | 1.4932
2026-04-26 | 90 | 10701 | 11227.11 | 10742.11 | 30.9398 | 25.2614 | 0 | 0 | 0 | 11.8409 | 0 | 0 | 10.5091 | 29.0443 | 10630.95 | 526.11 | 41.11 | 4.9165 | 0.38417
2026-04-26 | 91 | 10582 | 11006.25 | 10521.25 | 30.7705 | 25.6136 | 0 | 0 | 0 | 13.5 | 0 | 0 | 10.3818 | 28.9159 | 10381.89 | 424.25 | -60.75 | 4.0092 | 0.57409
2026-04-26 | 92 | 10549 | 10974.18 | 10489.18 | 30.6011 | 25.9659 | 0 | 0 | 0 | 15.1591 | 0 | 0 | 10.2545 | 28.7875 | 10399.2 | 425.18 | -59.82 | 4.0305 | 0.56707
2026-04-26 | 93 | 10486 | 10886.44 | 10401.44 | 30.4318 | 26.3182 | 0 | 0 | 0 | 16.8182 | 0 | 0 | 10.1273 | 28.6591 | 10436.09 | 400.44 | -84.56 | 3.8188 | 0.80641
2026-04-26 | 94 | 10428 | 10789.87 | 10304.87 | 30.1773 | 26.7614 | 0 | 0 | 0 | 21.7841 | 0 | 0 | 10.025 | 28.425 | 10427.85 | 361.87 | -123.13 | 3.4702 | 1.1808
2026-04-26 | 95 | 10348 | 11042.74 | 10557.74 | 29.9227 | 27.2045 | 0 | 0 | 0 | 26.75 | 0 | 0 | 9.9227 | 28.1909 | 10348.29 | 694.74 | 209.74 | 6.7138 | 2.0269
2026-04-26 | 96 | 10205 | 10911.7 | 10426.7 | 29.6682 | 27.6477 | 0 | 0 | 0 | 31.7159 | 0 | 0 | 9.8205 | 27.9568 | 10205.31 | 706.7 | 221.7 | 6.925 | 2.1725
2026-04-27 | 1 | 10116 | 10111.568 | 10922 | 29.4136 | 28.0909 | 0 | 0 | 0 | 36.6818 | 0 | 0 | 9.7182 | 27.7227 | 10165.93 | -4.432 | 806 | 0.043812 | 7.9676
2026-04-27 | 2 | 10012 | 10002.8338 | 10925 | 29.1864 | 28.4545 | 0 | 0 | 0 | 40.1136 | 0 | 0 | 9.3977 | 27.5443 | 10211.94 | -9.1662 | 913 | 0.091552 | 9.1191
2026-04-27 | 3 | 9924 | 9910.7334 | 10881 | 28.9591 | 28.8182 | 0 | 0 | 0 | 43.5455 | 0 | 0 | 9.0773 | 27.3659 | 10124.45 | -13.2666 | 957 | 0.13368 | 9.6433
2026-04-27 | 4 | 9873 | 9841.7523 | 10807 | 28.7318 | 29.1818 | 0 | 0 | 0 | 46.9773 | 0 | 0 | 8.7568 | 27.1875 | 9973.16 | -31.2477 | 934 | 0.3165 | 9.4601
2026-04-27 | 5 | 9779 | 9695.0305 | 10741 | 28.5045 | 29.5455 | 0 | 0 | 0 | 50.4091 | 0 | 0 | 8.4364 | 27.0091 | 9779.12 | -83.9695 | 962 | 0.85867 | 9.8374
2026-04-27 | 6 | 9643 | 9581.3614 | 10618 | 28.3148 | 29.9773 | 0 | 0 | 0 | 54.3636 | 0 | 0 | 8.1273 | 26.8693 | 9642.54 | -61.6386 | 975 | 0.63921 | 10.111
2026-04-27 | 7 | 9554 | 9537.6332 | 10564 | 28.125 | 30.4091 | 0 | 0 | 0 | 58.3182 | 0 | 0 | 7.8182 | 26.7295 | 9554.21 | -16.3668 | 1010 | 0.17131 | 10.5715
2026-04-27 | 8 | 9458 | 9480.2291 | 10488 | 27.9352 | 30.8409 | 0 | 0 | 0 | 62.2727 | 0 | 0 | 7.5091 | 26.5898 | 9458.42 | 22.2291 | 1030 | 0.23503 | 10.8903
2026-04-27 | 9 | 9343 | 9418.6699 | 10400 | 27.7455 | 31.2727 | 0 | 0 | 0 | 66.2273 | 0 | 0 | 7.2 | 26.45 | 9343.32 | 75.6699 | 1057 | 0.80991 | 11.3133
2026-04-27 | 10 | 9600 | 9695.4156 | 10293 | 27.5761 | 31.5682 | 0 | 0 | 0 | 61.2045 | 0 | 0 | 7.0159 | 26.3148 | 9599.87 | 95.4156 | 693 | 0.99391 | 7.2188
2026-04-27 | 11 | 9683 | 9826.5758 | 10309 | 27.4068 | 31.8636 | 0 | 0 | 0 | 56.1818 | 0 | 0 | 6.8318 | 26.1795 | 9682.84 | 143.5758 | 626 | 1.4828 | 6.4649
2026-04-27 | 12 | 9799 | 9752.0352 | 10454 | 27.2375 | 32.1591 | 0 | 0 | 0 | 51.1591 | 0 | 0 | 6.6477 | 26.0443 | 9798.79 | -46.9648 | 655 | 0.47928 | 6.6844
2026-04-27 | 13 | 10111 | 10066.4669 | 10514 | 27.0682 | 32.4545 | 0 | 0 | 0 | 46.1364 | 0 | 0 | 6.4636 | 25.9091 | 10110.58 | -44.5331 | 403 | 0.44044 | 3.9858
2026-04-27 | 14 | 10148 | 10084.1083 | 10659 | 26.9193 | 32.8068 | 0 | 0 | 0 | 43.2159 | 0 | 0 | 6.1636 | 25.8068 | 10148.03 | -63.8917 | 511 | 0.6296 | 5.0355
2026-04-27 | 15 | 10128 | 10078.1682 | 10776 | 26.7705 | 33.1591 | 0 | 0 | 0 | 40.2955 | 0 | 0 | 5.8636 | 25.7045 | 10128.02 | -49.8318 | 648 | 0.49202 | 6.3981
2026-04-27 | 16 | 10104 | 10049.0475 | 10760 | 26.6216 | 33.5114 | 0 | 0 | 0 | 37.375 | 0 | 0 | 5.5636 | 25.6023 | 10103.57 | -54.9525 | 656 | 0.54387 | 6.4925
2026-04-27 | 17 | 10056 | 10038.0415 | 10887 | 26.4727 | 33.8636 | 0 | 0 | 0 | 34.4545 | 0 | 0 | 5.2636 | 25.5 | 10056.19 | -17.9585 | 831 | 0.17859 | 8.2637
2026-04-27 | 18 | 9994 | 10054.7572 | 10893 | 26.4193 | 34.3977 | 0 | 0 | 0 | 39.1818 | 0 | 0 | 5.4307 | 25.4739 | 9993.67 | 60.7572 | 899 | 0.60794 | 8.9954
2026-04-27 | 19 | 9956 | 10054.7463 | 10937 | 26.3659 | 34.9318 | 0 | 0 | 0 | 43.9091 | 0 | 0 | 5.5977 | 25.4477 | 9956.09 | 98.7463 | 981 | 0.99183 | 9.8534
2026-04-27 | 20 | 10026 | 10115.9956 | 10851 | 26.3125 | 35.4659 | 0 | 0 | 0 | 48.6364 | 0 | 0 | 5.7648 | 25.4216 | 10025.51 | 89.9956 | 825 | 0.89762 | 8.2286
2026-04-27 | 21 | 10074 | 10199.2707 | 10711 | 26.2591 | 36 | 0 | 0 | 0 | 53.3636 | 0 | 0 | 5.9318 | 25.3955 | 10123.53 | 125.2707 | 637 | 1.2435 | 6.3232
2026-04-27 | 22 | 10128 | 10261.8366 | 10596 | 26.3784 | 36.2386 | 0 | 0 | 0 | 48.6932 | 0 | 0 | 5.8818 | 25.5761 | 10227.71 | 133.8366 | 468 | 1.3215 | 4.6209
2026-04-27 | 23 | 10201 | 10270.3939 | 10469 | 26.4977 | 36.4773 | 0 | 0 | 0 | 44.0227 | 0 | 0 | 5.8318 | 25.7568 | 10301.18 | 69.3939 | 268 | 0.68027 | 2.6272
2026-04-27 | 24 | 10265 | 10208.3825 | 10411 | 26.617 | 36.7159 | 0 | 0 | 0 | 39.3523 | 0 | 0 | 5.7818 | 25.9375 | 10364.82 | -56.6175 | 146 | 0.55156 | 1.4223
2026-04-27 | 25 | 10041 | 10148.0033 | 10398 | 26.7364 | 36.9545 | 0 | 0 | 0 | 34.6818 | 0 | 0.61364 | 5.7318 | 26.1182 | 10241.28 | 107.0033 | 357 | 1.0657 | 3.5554
2026-04-27 | 26 | 9906 | 9949.6202 | 10170 | 27.3364 | 36.0227 | 0 | 0 | 0 | 29.2614 | 0 | 0.61364 | 5.6295 | 26.7761 | 10155.95 | 43.6202 | 264 | 0.44034 | 2.6651
2026-04-27 | 27 | 9551 | 9562.325 | 9788 | 27.9364 | 35.0909 | 0 | 0 | 0 | 23.8409 | 0 | 0.61364 | 5.5273 | 27.4341 | 9700.62 | 11.325 | 237 | 0.11857 | 2.4814
2026-04-27 | 28 | 9314 | 9312.4143 | 9349 | 28.5364 | 34.1591 | 0 | 0 | 0 | 18.4205 | 0 | 0.61364 | 5.425 | 28.092 | 9463.95 | -1.5857 | 35 | 0.017025 | 0.37578
2026-04-27 | 29 | 8964 | 9030.6943 | 8682 | 29.1364 | 33.2273 | 0 | 0 | 0 | 13 | 891.4008 | 13.375 | 5.3227 | 28.75 | 9114.49 | 66.6943 | -282 | 0.74402 | 3.1459
2026-04-27 | 30 | 8792 | 8830.4656 | 8535 | 29.9989 | 31.6477 | 0 | 0 | 0 | 9.9886 | 891.4008 | 13.375 | 4.8966 | 29.658 | 8792.25 | 38.4656 | -257 | 0.43751 | 2.9231
2026-04-27 | 31 | 8638 | 8634.9695 | 8287 | 30.8614 | 30.0682 | 0 | 0 | 0 | 6.9773 | 891.4008 | 13.375 | 4.4705 | 30.5659 | 8638.19 | -3.0305 | -351 | 0.035083 | 4.0634
2026-04-27 | 32 | 8581 | 8479.9994 | 7922 | 31.7239 | 28.4886 | 0 | 0 | 0 | 3.9659 | 891.4008 | 13.375 | 4.0443 | 31.4739 | 8580.5 | -101.0006 | -659 | 1.177 | 7.6798
2026-04-27 | 33 | 8335 | 8467.2118 | 7805 | 32.5864 | 26.9091 | 0 | 0 | 0 | 0.95455 | 900 | 47.5227 | 3.6182 | 32.3818 | 8335.16 | 132.2118 | -530 | 1.5862 | 6.3587
2026-04-27 | 34 | 8305 | 8385.0177 | 7959 | 33.3568 | 25.5568 | 0 | 0 | 0 | 0.90909 | 900 | 47.5227 | 3.967 | 33.0432 | 8305.4 | 80.0177 | -346 | 0.96349 | 4.1662
2026-04-27 | 35 | 8344 | 8394.6334 | 7975 | 34.1273 | 24.2045 | 0 | 0 | 0 | 0.86364 | 900 | 47.5227 | 4.3159 | 33.7045 | 8344.08 | 50.6334 | -369 | 0.60682 | 4.4223
2026-04-27 | 36 | 8448 | 8423.7094 | 7996 | 34.8977 | 22.8523 | 0 | 0 | 0 | 0.81818 | 900 | 47.5227 | 4.6648 | 34.3659 | 8448.03 | -24.2906 | -452 | 0.28753 | 5.3504
2026-04-27 | 37 | 8431 | 8297.8677 | 8006 | 35.6682 | 21.5 | 0 | 0 | 0 | 0.77273 | 900 | 88 | 5.0136 | 35.0273 | 8430.61 | -133.1323 | -425 | 1.5791 | 5.0409
2026-04-27 | 38 | 8463 | 8334.6327 | 8014 | 36.2273 | 20.4886 | 0 | 0 | 0 | 0.72727 | 900 | 88 | 5.4023 | 35.683 | 8463.35 | -128.3673 | -449 | 1.5168 | 5.3054
2026-04-27 | 39 | 8552 | 8323.6969 | 7986 | 36.7864 | 19.4773 | 0 | 0 | 0 | 0.68182 | 900 | 88 | 5.7909 | 36.3386 | 8552.28 | -228.3031 | -566 | 2.6696 | 6.6183
2026-04-27 | 40 | 8507 | 8291.4035 | 7929 | 37.3455 | 18.4659 | 0 | 0 | 0 | 0.63636 | 900 | 88 | 6.1795 | 36.9943 | 8506.94 | -215.5965 | -578 | 2.5343 | 6.7944
2026-04-27 | 41 | 8400 | 8263.1642 | 7849 | 37.9045 | 17.4545 | 0 | 0 | 0 | 0.59091 | 900 | 124.0909 | 6.5682 | 37.65 | 8400.49 | -136.8358 | -551 | 1.629 | 6.5595
2026-04-27 | 42 | 8234 | 8128.1806 | 7831 | 38.233 | 17.0795 | 0 | 0 | 0 | 1.2841 | 900 | 124.0909 | 7.2114 | 38.0307 | 8333.92 | -105.8194 | -403 | 1.2852 | 4.8943
2026-04-27 | 43 | 8165 | 8143.8112 | 7833 | 38.5614 | 16.7045 | 0 | 0 | 0 | 1.9773 | 900 | 124.0909 | 7.8545 | 38.4114 | 8265.2 | -21.1888 | -332 | 0.25951 | 4.0661
2026-04-27 | 44 | 8169 | 8150.4005 | 7798 | 38.8898 | 16.3295 | 0 | 0 | 0 | 2.6705 | 900 | 124.0909 | 8.4977 | 38.792 | 8293.65 | -18.5995 | -371 | 0.22768 | 4.5416
2026-04-27 | 45 | 8135 | 8145.7249 | 7791 | 39.2182 | 15.9545 | 0 | 0 | 0 | 3.3636 | 900 | 150.2614 | 9.1409 | 39.1727 | 8260.44 | 10.7249 | -344 | 0.13184 | 4.2286
2026-04-27 | 46 | 8321 | 8330.9575 | 7828 | 39.5136 | 15.7045 | 0 | 0 | 0 | 6.1818 | 900 | 150.2614 | 9.758 | 39.4352 | 8446.17 | 9.9575 | -493 | 0.11967 | 5.9248
2026-04-27 | 47 | 8478 | 8479.1195 | 7871 | 39.8091 | 15.4545 | 0 | 0 | 0 | 9 | 900 | 150.2614 | 10.375 | 39.6977 | 8603.2 | 1.1195 | -607 | 0.013205 | 7.1597
2026-04-27 | 48 | 8526 | 8576.8077 | 7870 | 40.1045 | 15.2045 | 0 | 0 | 0 | 11.8182 | 900 | 150.2614 | 10.992 | 39.9602 | 8676.19 | 50.8077 | -656 | 0.59591 | 7.6941
2026-04-27 | 49 | 8938 | 8856.711 | 8014 | 40.4 | 14.9545 | 0 | 0 | 0 | 14.6364 | 900 | 161.9432 | 11.6091 | 40.2227 | 8988.37 | -81.289 | -924 | 0.90948 | 10.3379
2026-04-27 | 50 | 9111 | 9019.2818 | 8132 | 40.5489 | 14.8977 | 0 | 0 | 0 | 16.1818 | 900 | 161.9432 | 12.0739 | 40.2875 | 9111.08 | -91.7182 | -979 | 1.0067 | 10.7453
2026-04-27 | 51 | 9106 | 9113.6281 | 8092 | 40.6977 | 14.8409 | 0 | 0 | 0 | 17.7273 | 900 | 161.9432 | 12.5386 | 40.3523 | 9105.64 | 7.6281 | -1014 | 0.083771 | 11.1355
2026-04-27 | 52 | 9100 | 9078.9857 | 7980 | 40.8466 | 14.7841 | 0 | 0 | 0 | 19.2727 | 900 | 161.9432 | 13.0034 | 40.417 | 9099.95 | -21.0143 | -1120 | 0.23093 | 12.3077
2026-04-27 | 53 | 8877 | 8870.8943 | 7667 | 40.9955 | 14.7273 | 0 | 0 | 0 | 20.8182 | 900 | 157.875 | 13.4682 | 40.4818 | 8876.57 | -6.1057 | -1210 | 0.068782 | 13.6307
2026-04-27 | 54 | 8894 | 8941.5562 | 7666 | 41.0261 | 14.6591 | 0 | 0 | 0 | 25.5568 | 900 | 157.875 | 13.9614 | 40.3 | 8893.95 | 47.5562 | -1228 | 0.5347 | 13.8071
2026-04-27 | 55 | 9223 | 9138.3689 | 7828 | 41.0568 | 14.5909 | 0 | 0 | 0 | 30.2955 | 900 | 157.875 | 14.4545 | 40.1182 | 9222.96 | -84.6311 | -1395 | 0.91761 | 15.1252
2026-04-27 | 56 | 9452 | 9308.6169 | 7963 | 41.0875 | 14.5227 | 0 | 0 | 0 | 35.0341 | 900 | 157.875 | 14.9477 | 39.9364 | 9382.45 | -143.3831 | -1489 | 1.517 | 15.7533
2026-04-27 | 57 | 9565 | 9419.8851 | 8147 | 41.1182 | 14.4545 | 0 | 0 | 0 | 39.7727 | 900 | 135.4432 | 15.4409 | 39.7545 | 9494.51 | -145.1149 | -1418 | 1.5171 | 14.8249
2026-04-27 | 58 | 9710 | 9535.9971 | 8346 | 41.0455 | 14.4205 | 0 | 0 | 0 | 44.375 | 900 | 135.4432 | 16.3705 | 39.2977 | 9709.65 | -174.0029 | -1364 | 1.792 | 14.0474
2026-04-27 | 59 | 9948 | 9719.2701 | 8514 | 40.9727 | 14.3864 | 0 | 0 | 0 | 48.9773 | 900 | 135.4432 | 17.3 | 38.8409 | 9947.83 | -228.7299 | -1434 | 2.2993 | 14.415
2026-04-27 | 60 | 10116 | 9953.3059 | 8615 | 40.9 | 14.3523 | 0 | 0 | 0 | 53.5795 | 900 | 135.4432 | 18.2295 | 38.3841 | 10115.56 | -162.6941 | -1501 | 1.6083 | 14.8379
2026-04-27 | 61 | 10239 | 9989.5583 | 8617 | 40.8273 | 14.3182 | 0 | 0 | 0 | 58.1818 | 873.0717 | 96.5227 | 19.1591 | 37.9273 | 10239.19 | -249.4417 | -1622 | 2.4362 | 15.8414
2026-04-27 | 62 | 10311 | 10058.4114 | 8699 | 40.6068 | 14.5 | 0 | 0 | 0 | 63.8409 | 873.0717 | 96.5227 | 19.7977 | 37.5295 | 10310.68 | -252.5886 | -1612 | 2.4497 | 15.6338
2026-04-27 | 63 | 10417 | 10124.696 | 8784 | 40.3864 | 14.6818 | 0 | 0 | 0 | 69.5 | 873.0717 | 96.5227 | 20.4364 | 37.1318 | 10416.78 | -292.304 | -1633 | 2.806 | 15.6763
2026-04-27 | 64 | 10456 | 10049.2824 | 8814 | 40.1659 | 14.8636 | 0 | 0 | 0 | 75.1591 | 873.0717 | 96.5227 | 21.075 | 36.7341 | 10455.58 | -406.7176 | -1642 | 3.8898 | 15.7039
2026-04-27 | 65 | 10423 | 9976.1197 | 8867 | 39.9455 | 15.0455 | 0.0034091 | 0 | 0.0034091 | 80.8182 | 851.4408 | 55.6364 | 21.7136 | 36.3364 | 10423.46 | -446.8803 | -1556 | 4.2874 | 14.9285
2026-04-27 | 66 | 10430 | 9975.848 | 8896 | 39.8568 | 14.7386 | 0.0034091 | 0 | 0.0034091 | 79.6818 | 851.4408 | 55.6364 | 19.7409 | 36.4466 | 10279.81 | -454.152 | -1534 | 4.3543 | 14.7076
2026-04-27 | 67 | 10228 | 9834.5451 | 8971 | 39.7682 | 14.4318 | 0.0034091 | 0 | 0.0034091 | 78.5455 | 851.4408 | 55.6364 | 17.7682 | 36.5568 | 9878.48 | -393.4549 | -1257 | 3.8468 | 12.2898
2026-04-27 | 68 | 10132 | 9788.1758 | 9013 | 39.6795 | 14.125 | 0.0034091 | 0 | 0.0034091 | 77.4091 | 851.4408 | 55.6364 | 15.7955 | 36.667 | 9931.87 | -343.8242 | -1119 | 3.3934 | 11.0442
2026-04-27 | 69 | 10012 | 9797.1108 | 9128 | 39.5909 | 13.8182 | 0.0056818 | 0 | 0.0056818 | 76.2727 | 649.6086 | 21.375 | 13.8227 | 36.7773 | 10011.95 | -214.8892 | -884 | 2.1463 | 8.8294
2026-04-27 | 70 | 9980 | 9836.8334 | 9218 | 38.9364 | 14.8864 | 0.0056818 | 0 | 0.0056818 | 80.375 | 649.6086 | 21.375 | 13.5875 | 36.2602 | 9980.04 | -143.1666 | -762 | 1.4345 | 7.6353
2026-04-27 | 71 | 9927 | 9893.482 | 9311 | 38.2818 | 15.9545 | 0.0056818 | 0 | 0.0056818 | 84.4773 | 649.6086 | 21.375 | 13.3523 | 35.7432 | 10026.7 | -33.518 | -616 | 0.33765 | 6.2053
2026-04-27 | 72 | 9952 | 9952.6606 | 9671 | 37.6273 | 17.0227 | 0.0056818 | 0 | 0.0056818 | 88.5795 | 649.6086 | 21.375 | 13.117 | 35.2261 | 10051.79 | 0.66061 | -281 | 0.0066379 | 2.8236
2026-04-27 | 73 | 9981 | 10137.1651 | 10231 | 36.9727 | 18.0909 | 0 | 0 | 0 | 92.6818 | 429.4222 | 5.4318 | 12.8818 | 34.7091 | 10080.79 | 156.1651 | 250 | 1.5646 | 2.5048
2026-04-27 | 74 | 9843 | 10081.9987 | 10642 | 36.4818 | 18.5682 | 0 | 0 | 0 | 93.1023 | 429.4222 | 5.4318 | 13.8057 | 34.0852 | 9943.34 | 238.9987 | 799 | 2.4281 | 8.1174
2026-04-27 | 75 | 9929 | 10106.713 | 10905 | 35.9909 | 19.0455 | 0 | 0 | 0 | 93.5227 | 429.4222 | 5.4318 | 14.7295 | 33.4614 | 10028.53 | 177.713 | 976 | 1.7898 | 9.8298
2026-04-27 | 76 | 10063 | 10346.6412 | 10856 | 35.5 | 19.5227 | 0 | 0 | 0 | 93.9432 | 429.4222 | 5.4318 | 15.6534 | 32.8375 | 10162.91 | 283.6412 | 793 | 2.8187 | 7.8804
2026-04-27 | 77 | 10157 | 10803.2712 | 11174 | 35.0091 | 20 | 0 | 0 | 0 | 94.3636 | 0 | 0 | 16.5773 | 32.2136 | 10177.02 | 646.2712 | 1017 | 6.3628 | 10.0128
2026-04-27 | 78 | 10003 | 11095.7891 | 11457 | 34.6227 | 21.0795 | 0 | 0 | 0 | 95.6591 | 0 | 0 | 17.9659 | 31.7295 | 10023.12 | 1092.7891 | 1454 | 10.9246 | 14.5356
2026-04-27 | 79 | 9733 | 11323.3876 | 11437 | 34.2364 | 22.1591 | 0 | 0 | 0 | 96.9545 | 0 | 0 | 19.3545 | 31.2455 | 9753.32 | 1590.3876 | 1704 | 16.3402 | 17.5074
2026-04-27 | 80 | 9028 | 11452.54 | 11394 | 33.85 | 23.2386 | 0 | 0 | 0 | 98.25 | 0 | 0 | 20.7432 | 30.7614 | 9047.91 | 2424.54 | 2366 | 26.8558 | 26.2074
2026-04-27 | 81 | 8099 | 11461.7671 | 11237 | 33.4636 | 24.3182 | 0.0022727 | 0.0022727 | 0 | 99.5455 | 0 | 0 | 22.1318 | 30.2773 | 8119.09 | 3362.7671 | 3138 | 41.5208 | 38.7455
2026-04-27 | 82 | 7495 | 11565.4393 | 11209 | 33.1034 | 25.5227 | 0.0022727 | 0.0022727 | 0 | 99.6591 | 0 | 0 | 21.8648 | 30.0557 | 7514.76 | 4070.4393 | 3714 | 54.3087 | 49.553
2026-04-27 | 83 | 6398 | 11620.3344 | 11193 | 32.7432 | 26.7273 | 0.0022727 | 0.0022727 | 0 | 99.7727 | 0 | 0 | 21.5977 | 29.8341 | 6418.26 | 5222.3344 | 4795 | 81.6245 | 74.9453
2026-04-27 | 84 | 6353 | 11689.0399 | 11230 | 32.383 | 27.9318 | 0.0022727 | 0.0022727 | 0 | 99.8864 | 0 | 0 | 21.3307 | 29.6125 | 6372.86 | 5336.0399 | 4877 | 83.9924 | 76.7669
2026-04-27 | 85 | 6417 | 11792.7138 | 11217 | 32.0227 | 29.1364 | 0.0125 | 0.0125 | 0 | 100 | 0 | 0 | 21.0636 | 29.3909 | 6437.23 | 5375.7138 | 4800 | 83.773 | 74.8013
2026-04-27 | 86 | 6945 | 11881.4984 | 11161 | 31.7273 | 30.2841 | 0.0125 | 0.0125 | 0 | 99.8068 | 0 | 0 | 20.4205 | 29.2807 | 6964.97 | 4936.4984 | 4216 | 71.0799 | 60.7055
2026-04-27 | 87 | 7562 | 11985.8059 | 11114 | 31.4318 | 31.4318 | 0.0125 | 0.0125 | 0 | 99.6136 | 0 | 0 | 19.7773 | 29.1705 | 7581.89 | 4423.8059 | 3552 | 58.5005 | 46.9717
2026-04-27 | 88 | 7816 | 12109.348 | 11165 | 31.1364 | 32.5795 | 0.0125 | 0.0125 | 0 | 99.4205 | 0 | 0 | 19.1341 | 29.0602 | 7465.85 | 4293.348 | 3349 | 54.9302 | 42.848
2026-04-27 | 89 | 7952 | 12109.9216 | 11099 | 30.8409 | 33.7273 | 0.013636 | 0.013636 | 0 | 99.2273 | 0 | 0 | 18.4909 | 28.95 | 6752.01 | 4157.9216 | 3147 | 52.2877 | 39.5749
2026-04-27 | 90 | 8433 | 12131.754 | 11525 | 30.5932 | 34.5455 | 0.013636 | 0.013636 | 0 | 99.2841 | 0 | 0 | 17.1989 | 28.9466 | 7632.83 | 3698.754 | 3092 | 43.8605 | 36.6655
2026-04-27 | 91 | 9225 | 12066.4799 | 11697 | 30.3455 | 35.3636 | 0.013636 | 0.013636 | 0 | 99.3409 | 0 | 0 | 15.9068 | 28.9432 | 9074.81 | 2841.4799 | 2472 | 30.802 | 26.7967
2026-04-27 | 92 | 9527 | 11900.4727 | 11679 | 30.0977 | 36.1818 | 0.013636 | 0.013636 | 0 | 99.3977 | 0 | 0 | 14.6148 | 28.9398 | 8926.82 | 2373.4727 | 2152 | 24.9131 | 22.5884
2026-04-27 | 93 | 9751 | 12088.4948 | 11583 | 29.85 | 37 | 0.025 | 0.025 | 0 | 99.4545 | 0 | 0 | 13.3227 | 28.9364 | 9151.12 | 2337.4948 | 1832 | 23.9718 | 18.7878
2026-04-27 | 94 | 9894 | 11834.1132 | 11515 | 29.7727 | 37.0341 | 0.025 | 0.025 | 0 | 99.5114 | 0 | 0 | 12.3773 | 29 | 9894.2 | 1940.1132 | 1621 | 19.609 | 16.3837
2026-04-27 | 95 | 10063 | 11810.3239 | 11424 | 29.6955 | 37.0682 | 0.025 | 0.025 | 0 | 99.5682 | 0 | 0 | 11.4318 | 29.0636 | 10063.32 | 1747.3239 | 1361 | 17.3638 | 13.5248
2026-04-27 | 96 | 10120 | 11846.0586 | 11312 | 29.6182 | 37.1023 | 0.025 | 0.025 | 0 | 99.625 | 0 | 0 | 10.4864 | 29.1273 | 10119.7 | 1726.0586 | 1192 | 17.0559 | 11.7787

## Daily_Context
date | actual_blocks | actual_mean_mw | actual_peak_mw | actual_min_mw | actual_energy_mwh | actual_max_ramp_mw | weather_blocks | temp_mean_c | temp_max_c | humidity_mean_pct | precipitation_sum_mm | rain_sum_mm | wind_max | apparent_temp_max_c | trailing7_actual_mean_mw | actual_vs_trailing7_pct | heat_index_proxy | temp_max_c_trailing7 | temp_max_c_delta_vs_trailing7 | temp_max_c_z_vs_trailing7 | apparent_temp_max_c_trailing7 | apparent_temp_max_c_delta_vs_trailing7 | apparent_temp_max_c_z_vs_trailing7 | humidity_mean_pct_trailing7 | humidity_mean_pct_delta_vs_trailing7 | humidity_mean_pct_z_vs_trailing7 | rain_sum_mm_trailing7 | rain_sum_mm_delta_vs_trailing7 | rain_sum_mm_z_vs_trailing7 | wind_max_trailing7 | wind_max_delta_vs_trailing7 | wind_max_z_vs_trailing7 | heat_index_proxy_trailing7 | heat_index_proxy_delta_vs_trailing7 | heat_index_proxy_z_vs_trailing7
2026-03-22 | 96 | 5260.151 | 6629.65 | 4279.72 | 126243.625 | 337.8 | 96 | 21.2414 | 27.3818 | 65.9917 | 0 | 0 | 14.0636 | 27.6727 |  |  | 45.4515
2026-03-23 | 96 | 5993.9805 | 7792.63 | 4430.1 | 143855.5325 | 435.9 | 96 | 21.9154 | 27.2091 | 67.3835 | 1.2 | 1.2 | 8.3182 | 28.6773 |  |  | 45.5435
2026-03-24 | 96 | 6361.2065 | 7835.83 | 5264.27 | 152668.955 | 481.43 | 96 | 22.7981 | 29.5 | 59.9879 | 0.0045455 | 0.0045455 | 14.9455 | 28.9682 |  |  | 47.1964
2026-03-25 | 96 | 6569.6068 | 8173.13 | 5449.39 | 157670.5625 | 435.28 | 96 | 23.8543 | 30.8818 | 53.5225 | 0 | 0 | 11.1409 | 31.3818 | 5871.7793 | 11.8844 | 47.4105 | 28.0303 | 2.8515 | 2.2352 | 28.4394 | 2.9424 | 4.329 | 64.4544 | -10.9319 | -2.7815 | 0.40152 | -0.40152 | -0.58063 | 12.4424 | -1.3015 | -0.36165 | 46.0638 | 1.3467 | 1.3715
2026-03-26 | 96 | 6772.0807 | 8265.81 | 5705.13 | 162529.9375 | 455.17 | 96 | 25.3329 | 32.2409 | 52.875 | 0.79545 | 0.79545 | 13.3273 | 33.1864 | 6046.2362 | 12.0049 | 49.2883 | 28.7432 | 3.4977 | 1.9809 | 29.175 | 4.0114 | 2.5511 | 61.7214 | -8.8464 | -1.3957 | 0.30114 | 0.49432 | 0.8249 | 12.117 | 1.2102 | 0.40212 | 46.4005 | 2.8878 | 2.7582
2026-03-27 | 96 | 6729.881 | 8182.47 | 5810.74 | 161517.145 | 489.86 | 96 | 23.737 | 28.0273 | 60.0045 | 1.1364 | 1.1364 | 14.3818 | 29.3727 | 6191.4051 | 8.6972 | 44.8449 | 29.4427 | -1.4155 | -0.64707 | 29.9773 | -0.60455 | -0.26842 | 59.9521 | 0.052367 | 0.0077395 | 0.4 | 0.73636 | 1.3054 | 12.3591 | 2.0227 | 0.75985 | 46.9781 | -2.1332 | -1.3518
2026-03-28 | 96 | 6747.68 | 8194.2 | 5860.01 | 161944.32 | 502.84 | 96 | 24.7482 | 31.3273 | 56.8026 | 0 | 0 | 9.4932 | 32.6636 | 6281.1511 | 7.4274 | 49.122 | 29.2068 | 2.1205 | 1.0394 | 29.8765 | 2.7871 | 1.3733 | 59.9609 | -3.1583 | -0.52186 | 0.52273 | -0.52273 | -0.89005 | 12.6962 | -3.203 | -1.271 | 46.6225 | 2.4994 | 1.5071
2026-03-29 | 96 | 6051.7746 | 7124.02 | 5037.1 | 145242.59 | 473.16 | 96 | 25.6596 | 31.5682 | 55.7701 | 0.54545 | 0.54545 | 13.6318 | 33.2682 | 6347.7981 | -4.6634 | 49.1738 | 29.5097 | 2.0584 | 1.0153 | 30.2747 | 2.9935 | 1.4046 | 59.5097 | -3.7395 | -0.66161 | 0.44805 | 0.097403 | 0.17047 | 12.2386 | 1.3932 | 0.53592 | 46.9796 | 2.1942 | 1.2296
2026-03-30 | 96 | 6742.4283 | 8045.75 | 5478.18 | 161818.28 | 612.15 | 96 | 24.4906 | 31.6682 | 60.7479 | 0.44545 | 0.44545 | 18.4682 | 32.5591 | 6460.8872 | 4.3576 | 50.9059 | 30.1078 | 1.5604 | 0.81731 | 31.074 | 1.4851 | 0.72795 | 58.0494 | 2.6984 | 0.542 | 0.52597 | -0.080519 | -0.15017 | 12.1769 | 6.2912 | 2.4635 | 47.5114 | 3.3946 | 1.8778
2026-03-31 | 96 | 6570.7031 | 7341.32 | 5702.47 | 157696.875 | 609.48 | 96 | 23.6444 | 30.3409 | 65.2358 | 1.6455 | 1.6455 | 12.6591 | 31.1955 | 6567.8083 | 0.044076 | 50.134 | 30.7448 | -0.4039 | -0.27375 | 31.6286 | -0.43312 | -0.24162 | 57.1015 | 8.1343 | 2.5185 | 0.41818 | 1.2273 | 2.749 | 13.6269 | -0.96786 | -0.33832 | 48.2774 | 1.8566 | 0.94521
2026-04-01 | 96 | 6424.9135 | 8054.46 | 5242.85 | 154197.925 | 588.1 | 96 | 24.2584 | 30.7591 | 59.5083 | 0.045455 | 0.045455 | 10.4909 | 32.1591 | 6597.7364 | -2.6194 | 49.0633 | 30.8649 | -0.10584 | -0.076208 | 31.9468 | 0.21234 | 0.15218 | 57.8512 | 1.6571 | 0.37608 | 0.6526 | -0.60714 | -1.0151 | 13.3003 | -2.8094 | -0.99791 | 48.6971 | 0.36623 | 0.18237
2026-04-02 | 96 | 6807.5596 | 8635.01 | 5824.3 | 163381.43 | 534.38 | 96 | 26.3324 | 33.0455 | 52.4344 | 0.21364 | 0.21364 | 8.6136 | 34.2727 | 6577.0659 | 3.5045 | 50.3726 | 30.8474 | 2.1981 | 1.582 | 32.0578 | 2.2149 | 1.6125 | 58.7063 | -6.2719 | -1.5731 | 0.65909 | -0.44545 | -0.75497 | 13.2075 | -4.5938 | -1.5799 | 48.9332 | 1.4395 | 0.74693
2026-04-03 | 96 | 6659.6716 | 7668.67 | 5900.75 | 159832.1175 | 596.61 | 96 | 23.8714 | 29.4318 | 62.0961 | 1.3045 | 1.3045 | 13.2545 | 30.4318 | 6582.1343 | 1.178 | 47.7078 | 30.9623 | -1.5305 | -0.98864 | 32.213 | -1.7812 | -1.1347 | 58.6434 | 3.4528 | 0.84287 | 0.57597 | 0.72857 | 1.1977 | 12.5341 | 0.72045 | 0.21301 | 49.0881 | -1.3802 | -0.68923
2026-04-04 | 96 | 6543.2247 | 8414.08 | 5524.19 | 157037.3925 | 534.81 | 96 | 23.1467 | 28.4045 | 65.2652 | 1.2455 | 1.2455 | 9.1773 | 29.5318 | 6572.1044 | -0.43943 | 46.9428 | 31.163 | -2.7584 | -2.4153 | 32.3643 | -2.8325 | -2.2243 | 58.9422 | 6.323 | 1.4759 | 0.6 | 0.64545 | 1.0136 | 12.3731 | -3.1958 | -0.96677 | 49.4971 | -2.5543 | -2.4007
2026-04-05 | 96 | 5669.696 | 7239.37 | 4118.51 | 136072.705 | 605.94 | 96 | 23.1927 | 29.1182 | 54.6546 | 0.59545 | 0.59545 | 12.0091 | 28.3727 | 6542.8965 | -13.3458 | 45.0326 | 30.7455 | -1.6273 | -1.0582 | 31.9169 | -3.5442 | -2.1528 | 60.1511 | -5.4965 | -1.1575 | 0.77792 | -0.18247 | -0.29678 | 12.3279 | -0.31883 | -0.095079 | 49.1858 | -4.1532 | -2.8777
2026-04-06 | 96 | 6333.5422 | 8652.28 | 5067.1 | 152005.0125 | 698.81 | 96 | 24.0227 | 30.5182 | 45.7727 | 0.063636 | 0.063636 | 10.9182 | 30.4182 | 6488.3138 | -2.3854 | 44.4872 | 30.3955 | 0.12273 | 0.076852 | 31.2175 | -0.79935 | -0.40328 | 59.9917 | -14.219 | -2.8811 | 0.78506 | -0.72143 | -1.1789 | 12.0961 | -1.1779 | -0.35653 | 48.5942 | -4.107 | -1.9255
2026-04-07 | 96 | 6274.1687 | 8044.39 | 4800.1 | 150580.05 | 593.25 | 96 | 21.1326 | 26.7955 | 64.0369 | 8.4273 | 8.4273 | 16.6045 | 25.3 | 6429.9015 | -2.422 | 43.9544 | 30.2312 | -3.4357 | -2.2898 | 30.9117 | -5.6117 | -2.9469 | 57.8524 | 6.1845 | 0.85258 | 0.73052 | 7.6968 | 11.6226 | 11.0175 | 5.587 | 3.2137 | 47.6772 | -3.7228 | -1.589
2026-04-08 | 96 | 5786.6686 | 8155.86 | 4532.85 | 138880.0475 | 635.04 | 96 | 19.8948 | 25 | 70.5781 | 6.0636 | 6.0636 | 12.2636 | 25.6818 | 6387.5395 | -9.4069 | 42.6445 | 29.7247 | -4.7247 | -2.3871 | 30.0695 | -4.3877 | -1.548 | 57.6812 | 12.8969 | 1.8262 | 1.6994 | 4.3643 | 1.4486 | 11.5812 | 0.68247 | 0.25079 | 46.7944 | -4.1499 | -1.7109
2026-04-09 | 96 | 6052.8601 | 8293.93 | 4502.53 | 145268.6425 | 674.58 | 96 | 21.6541 | 28.0727 | 57.8641 | 0.96364 | 0.96364 | 14.5136 | 27.5318 | 6296.3616 | -3.8673 | 44.3168 | 28.9019 | -0.82922 | -0.32108 | 29.1442 | -1.6123 | -0.52268 | 59.2626 | -1.3985 | -0.16244 | 2.5591 | -1.5955 | -0.48251 | 11.8344 | 2.6792 | 0.99781 | 45.8774 | -1.5607 | -0.59351
2026-04-10 | 96 | 6201.5895 | 8705.45 | 4369.78 | 148838.1475 | 665.95 | 96 | 23.5519 | 30.5 | 45.705 | 0 | 0 | 22.4727 | 28.1409 | 6188.5474 | 0.21074 | 44.44 | 28.1916 | 2.3084 | 1.2642 | 28.1812 | -0.04026 | -0.019014 | 60.0383 | -14.3332 | -1.7646 | 2.6662 | -2.6662 | -0.82567 | 12.6773 | 9.7955 | 4.0504 | 45.0123 | -0.57228 | -0.3261
2026-04-11 | 96 | 6580.9659 | 8824.4 | 5183.97 | 157943.1825 | 745.96 | 96 | 25.168 | 31.2364 | 42.8783 | 0.10455 | 0.10455 | 13.1 | 30.3273 | 6123.1071 | 7.4776 | 44.63 | 28.3442 | 2.8922 | 1.4573 | 27.8539 | 2.4734 | 1.3194 | 57.6967 | -14.8184 | -1.5357 | 2.4799 | -2.3753 | -0.70778 | 13.9942 | -0.89416 | -0.20114 | 44.5455 | 0.084508 | 0.065413
2026-04-12 | 96 | 5719.2825 | 7626.24 | 3699.89 | 137262.78 | 700.06 | 96 | 25.7823 | 32.75 | 39.9503 | 0.040909 | 0.040909 | 17.7364 | 31.3955 | 6128.4987 | -6.6773 | 45.8337 | 28.7487 | 4.0013 | 1.7647 | 27.9675 | 3.4279 | 1.7034 | 54.4985 | -14.5483 | -1.3984 | 2.3169 | -2.276 | -0.65927 | 14.5545 | 3.1818 | 0.80401 | 44.2151 | 1.6186 | 2.1163
2026-04-13 | 96 | 6538.657 | 9011.4 | 4683.24 | 156927.7675 | 748.55 | 96 | 26.7101 | 34.1091 | 33.0012 | 0 | 0 | 14.7545 | 32.5409 | 6135.5825 | 6.5695 | 45.3655 | 29.2675 | 4.8416 | 1.7711 | 28.3994 | 4.1416 | 1.7252 | 52.3979 | -19.3967 | -1.6491 | 2.2377 | -2.2377 | -0.63854 | 15.3727 | -0.61818 | -0.15708 | 44.3295 | 1.036 | 1.0951
2026-04-14 | 96 | 6944.8221 | 9177.37 | 5087.18 | 166675.73 | 706.61 | 96 | 28.1241 | 36.2955 | 31.9756 | 0 | 0 | 11.9773 | 35.5273 | 6164.8846 | 12.6513 | 47.9011 | 29.7805 | 6.5149 | 1.9813 | 28.7026 | 6.8247 | 2.4381 | 50.5734 | -18.5978 | -1.3497 | 2.2286 | -2.2286 | -0.63474 | 15.9208 | -3.9435 | -1.1435 | 44.455 | 3.4462 | 3.3609
2026-04-15 | 96 | 7287.3887 | 9430.46 | 5320.01 | 174897.33 | 744.9 | 96 | 28.9252 | 37.4682 | 29.4534 | 0 | 0 | 15.4818 | 35.7909 | 6260.6922 | 16.3991 | 48.5038 | 31.1377 | 6.3305 | 1.6769 | 30.1636 | 5.6273 | 1.6831 | 45.9932 | -16.5399 | -1.1911 | 1.0247 | -1.0247 | -0.45553 | 15.2597 | 0.22208 | 0.05957 | 45.0188 | 3.485 | 2.1538
2026-04-16 | 96 | 7479.8955 | 9618.54 | 5666.12 | 179517.4925 | 679.6 | 96 | 29.8214 | 38.6818 | 29.411 | 0 | 0 | 12.8727 | 38.1136 | 6475.0808 | 15.5182 | 50.0585 | 32.9188 | 5.763 | 1.7414 | 31.6078 | 6.5058 | 1.9912 | 40.1183 | -10.7073 | -1.0849 | 0.15844 | -0.15844 | -0.44359 | 15.7195 | -2.8468 | -0.81624 | 45.8559 | 4.2027 | 2.4742
2026-04-17 | 96 | 7674.7146 | 9233.71 | 6091.99 | 184193.15 | 705.26 | 96 | 29.6583 | 37.7227 | 31.9688 | 0.19091 | 0.19091 | 14.2091 | 36.8409 | 6678.943 | 14.9091 | 49.7822 | 34.4344 | 3.2883 | 1.0455 | 33.1195 | 3.7214 | 1.0614 | 36.0535 | -4.0848 | -0.61057 | 0.020779 | 0.17013 | 4.2575 | 15.4851 | -1.276 | -0.3511 | 46.6761 | 3.1061 | 1.4405
2026-04-18 | 96 | 7675.9753 | 9883.41 | 5749.2 | 184223.4075 | 768.32 | 96 | 30.1837 | 38.9545 | 35.6503 | 0 | 0 | 9.8182 | 39.4227 | 6889.3895 | 11.4174 | 52.842 | 35.4662 | 3.4883 | 1.2432 | 34.3623 | 5.0604 | 1.7187 | 34.0912 | 1.5591 | 0.2972 | 0.048052 | -0.048052 | -0.64905 | 14.3045 | -4.4864 | -2.3275 | 47.4393 | 5.4027 | 2.4804
2026-04-19 | 96 | 7132.7298 | 9637.87 | 4800.67 | 171185.515 | 857.5 | 96 | 30.8552 | 38.8364 | 29.9628 | 0 | 0 | 13.4227 | 37.6727 | 7045.8194 | 1.2335 | 50.4728 | 36.5688 | 2.2675 | 0.9668 | 35.6617 | 2.011 | 0.69999 | 33.0586 | -3.0958 | -0.83297 | 0.033117 | -0.033117 | -0.46493 | 13.8357 | -0.41299 | -0.1611 | 48.6124 | 1.8604 | 0.71937
2026-04-20 | 96 | 8007.621 | 9957.49 | 6004.95 | 192182.905 | 666.9 | 96 | 30.6486 | 38.1182 | 27.4157 | 0 | 0 | 16.6364 | 36.8955 | 7247.7404 | 10.4844 | 48.5686 | 37.4383 | 0.67987 | 0.3896 | 36.5584 | 0.33701 | 0.15138 | 31.6319 | -4.2161 | -1.8633 | 0.027273 | -0.027273 | -0.37796 | 13.2195 | 3.4169 | 1.7956 | 49.2751 | -0.70659 | -0.30223
2026-04-21 | 96 | 8265.5749 | 10449.58 | 6032.49 | 198373.7975 | 663.34 | 96 | 30.7889 | 38.2591 | 24.1634 | 0 | 0 | 19.3273 | 36.1 | 7457.5924 | 10.8344 | 47.5038 | 38.011 | 0.24805 | 0.26259 | 37.1805 | -1.0805 | -0.79797 | 30.8339 | -6.6706 | -2.5164 | 0.027273 | -0.027273 | -0.37796 | 13.4883 | 5.839 | 2.5881 | 49.7327 | -2.229 | -1.3423
2026-04-22 | 96 | 8660.8405 | 10518.35 | 6418.24 | 207860.1725 | 878.04 | 96 | 31.4679 | 39.7136 | 26.1574 | 0 | 0 | 16.4818 | 37.8864 | 7646.2714 | 13.2688 | 50.1017 | 38.2916 | 1.4221 | 2.5131 | 37.2623 | 0.62403 | 0.49886 | 29.7179 | -3.5605 | -0.99624 | 0.027273 | -0.027273 | -0.37796 | 14.5383 | 1.9435 | 0.64407 | 49.676 | 0.42575 | 0.24489
2026-04-23 | 96 | 9035.0146 | 10559 | 7211.12 | 216840.35 | 533.39 | 96 | 32.4882 | 40.3091 | 23.4384 | 0 | 0 | 11.7909 | 39.8636 | 7842.4788 | 15.2061 | 49.7569 | 38.6123 | 1.6968 | 2.6051 | 37.5617 | 2.3019 | 2.1334 | 29.2471 | -5.8086 | -1.5194 | 0.027273 | -0.027273 | -0.37796 | 14.6812 | -2.8903 | -0.93464 | 49.9042 | -0.14731 | -0.088622
2026-04-24 | 96 | 9360.6394 | 10687.15 | 7696.78 | 224655.345 | 499.37 | 96 | 33.1044 | 40.9227 | 26.3376 | 0 | 0 | 13.2818 | 40.5545 | 8064.6387 | 16.0702 | 51.7008 | 38.8448 | 2.0779 | 2.2669 | 37.8117 | 2.7429 | 1.9775 | 28.3938 | -2.0562 | -0.46703 | 0.027273 | -0.027273 | -0.37796 | 14.5266 | -1.2448 | -0.38633 | 49.8611 | 1.8397 | 1.1073
2026-04-25 | 96 | 9588.7661 | 10858.15 | 7925.95 | 230130.3875 | 435.8 | 96 | 33.8277 | 41.0273 | 25.7074 | 0 | 0 | 21.0682 | 40.2364 | 8305.4851 | 15.451 | 51.5743 | 39.3019 | 1.7253 | 1.6404 | 38.3422 | 1.8942 | 1.1544 | 27.5894 | -1.882 | -0.45373 | 0 | 0 |  | 14.3942 | 6.674 | 2.0496 | 50.1352 | 1.4391 | 0.80002
2026-04-26 | 96 | 9066.0346 | 10635.11 | 6828.39 | 217584.83 | 548.52 | 96 | 33.8169 | 40.9545 | 25.8314 | 0 | 0 | 20.4773 | 39.7864 | 8578.7409 | 5.6802 | 51.5337 | 39.5981 | 1.3565 | 1.1151 | 38.4584 | 1.3279 | 0.75667 | 26.169 | -0.33753 | -0.15718 | 0 | 0 |  | 16.0013 | 4.476 | 1.3185 | 49.9541 | 1.5796 | 1.0367
2026-04-27 | 96 | 9269.6598 | 10455.58 | 6372.86 | 222471.835 | 1441.98 | 96 | 33.6582 | 41.1182 | 24.8421 | 0.25 | 0.21364 | 22.1318 | 40.4818 | 8854.9273 | 4.6836 | 51.3328 | 39.9006 | 1.2175 | 0.96768 | 38.7604 | 1.7214 | 0.96769 | 25.5788 | -0.73667 | -0.54532 | 0 | 0.21364 |  | 17.0091 | 5.1227 | 1.4449 | 50.1057 | 1.2271 | 0.75158

## Data_Status
from_date | to_date | state | sldc_rows | load_rows | actual_rows_after_merge | weather_rows
2026-03-22 | 2026-04-29 | HARYANA | 3648 | 3648 | 3648 | 3744